## Key Assumptions Guidance
ONLY THESE PARAMETERS TO BE USED
Only change green cells in Inputs and Summary
Parameters | Rooftop | Location
Project Commissioning | Select based on expected commissioning date. | 'Inputs and Summary'!D20
Duration | Change Duration based on PPA tenure. Also effects loan repayment schedule if PPA tenure is 15 years or lower so VERY important | 'Inputs and Summary'!M5
Generation | As per PV Syst/ Engineering estimate | Inputs and Summary'!G1
Year 1 O&M Cost (excl. extended warranty) | FY19 average was ~400. So please take 400 unless special provisions such as extra cleaning, security guard on site are needed then adjust upward accordingly. Escalation 5% pa | Inputs and Summary'!D52
Net Metering Downtime - first 3 months | Switch = Inputs and SummaryK22 If net metering switch 1, if no net metering switch 0. Net metering = first 3 months 30% downtime. No net metering 10% downtime for first 3 months | Inputs and Summary'!K22
Plant Downtime thereafter | 1% | Inputs and Summary'!D71
Debt % | 65:35 is latest D:E ratio being approved | Inputs and Summary'!D34
Cost of Debt | Currently SBI 8.5% & Indusind 10.5%. SBI will be for pure rooftop ONLY Indusind will be 10.5% for any part/full onsite ground-mount + SEZ projects | Inputs and Summary'!D35
Insurance | 0.12% of capex | Inputs and Summary'!D57
Prompt Payment Discount | Enter if applicable | Inputs and Summary'!D58
Degradation | 0.5% | Inputs and Summary'!D60
Subsidy | Fill in detail in the subsidy table provided in input & summary sheet (including subsidy cost etc). Tariff entered should be tariff to CMES after deducting CMES costs if any | Inputs and Summary'!F27
Build Cost | Based on estimates provided by projects team | Inputs and Summary'!G20
Development Margin | Only applicable incase min DSCR @ P90 is greater than 1.2. Check sometimes adding dev margin or increasing dev margin further may lower IRR levels. Should be left to Finance team as debt financing happens at a portfolio level. Further lenders are capping debt at 3.1 cr/MW | Inputs and Summary'!G23

## Inputs and Summary
INPUT PARAMETERS AND SUMMARY - |  |  |  |  | P50 | 1490 | 17.01% |  | Average DSCR | 1.3 |  |  | Check & Change | [18 empty] | 0 | 10
[5 empty] | P90 | 1424.5342 | 16.26% |  | Min DSCR | 1.3 |  |  | Inconsistent formula | [18 empty] | 1 | 15
RESULTS | [32 empty] | 20
Sr. No. | Parameter | Unit | Value |  | Plant | Capacity (kWp) | Generation (kWh/kWp) | PLF | Total Gen. (Lakh kWh) | Tariff (Rs/kWh) | Tariff escalation | Duration (years) | Security Deposit (Rs. lakh) | EPC Cost (Rs. lakh) | EPC Cost (Rs lacs /MW) | Include Project? | [16 empty] | 25
|  |  | 16.99% |  | Offtaker | 1000 | 1380 | 15.75% | 13.8 | 4.1926 | 0% | 25 | 0 | 347.2824 | 347.2824 | 1
|  |  | 25.74% | [12 empty] | 0
|  |  | 13.42% | [12 empty] | 0
|  |  | 20.34% | [12 empty] | 0
| Equity IRR (Post Tax incl. Dev Margin) | % | 16.99% | with AD | [11 empty] | 0
|  |  |  | no | Total | 1000 |  |  | 13.8 | 4.1926 | 0% |  | 0 | 347.2824 | 347.2824
| Project Life Assumption (pls specify) | Yrs (10,15,20,25) | 25 | DON’T change linked to cell M5 | Year |  | 1 | 2 | 3 | 4 | 5 | 6 | 7 | 8 | 9 | 10 | 11 | 12 | 13 | 14 | 15 | 16 | 17 | 18 | 19 | 20 | 21 | 22 | 23 | 24 | 25
[5 empty] | Applicable Tariff |  | 4.1926 | 4.1926 | 4.1926 | 4.1926 | 4.1926 | 4.1926 | 4.1926 | 4.1926 | 4.1926 | 4.1926 | 4.1926 | 4.1926 | 4.1926 | 4.1926 | 4.1926 | 4.1926 | 4.1926 | 4.1926 | 4.1926 | 4.1926 | 4.1926 | 4.1926 | 4.1926 | 4.1926 | 4.1926
BASIC DETAILS | [6 empty] | 2: 10; 4: GST Working
No | Parameter | Unit | Value |  | DSRA |  | 4: Input; 5: 30.4
1 | Project Size | kWp | 1000 |  | Interest on DSRA - p.a. | 5.5% | 4: Output; 5: 28.48
2 | Price Per MWp | Rs. Lakhs | 347.2824 |  | Monthly interest on DSRA | 0.083305 | 4: Leakage/Credit; 5: -1.92
3 | Total Project Cost | Rs. Lakhs | 347.2824 |  |  | Lakhs/MW | 1: Actual (lakhs)
4 | Project Commissioning | Date | 2025-07-01 |  | Built Cost | 320 | 1: 320
5 | CoD - Financial year end | FY | 2026-03-31 |  | Soft cost (Debt fee, DSRA) | 18.1756 | 1: 18.1756
NET INVESTMENT |  |  |  |  | Other cost(IDC, LC opening and discounting) | 9.1068 | 1: 9.1068; 2: SBI - 50; 3: Net metering (0=No, 1 = Yes); 4: 1
No | Parameter | Unit | Value |  | Development Margin | 0 | 1: 0; 2: NO DEV MARGIN
1 |  | Rs Lakhs | 347.2824 |  | Total EPC Cost | 347.2824 | 1: 347.2824
2 | Less: Security Deposit | Rs Lakhs | 0 |  | Total EPC Cost (w/o Dev margin) | 347.2824 | 1: 347.2824
3 | Less: Tax Saving | Rs Lakhs | 0
4 | Net Investment (unlevered) | Rs Lakhs | 347.2824 |  | Subsidy | lacs/ MW | 1: Expenses; 2: LDs; 3: Net subsidy; 4: received
5 | Less: Loan amount | Rs Lakhs | 243.0977 |  | Tranche 1 | 0 | 1: 0; 2: 0; 3: 0; 4: after 1 year
6 | Net Investment (levered) | Rs Lakhs | 104.1847 |  | Tranche 2 | 0 | 1: 0; 2: 0; 3: 0; 4: after 2 year
[5 empty] | Tranche 3 | 0 | 1: 0; 2: 0; 3: 0; 4: after 3 year
PROJECT FINANCING | [6 empty] | 4: 4.4
No | Parameter | Unit | Value
1 | Equity | % | 30%
2 | Debt | % | 70% |  |  |  | 4: Loan repayment %; 5: O/s amount
3 | Interest Rate for | 2026-03-31 | 9.25% |  | Checks |  | 3: 10; 4: 100%; 5: 0
4 | Interest Rate for | 2027-03-31 | 9.25% |  | Loan repayment 100% | 100% | 1: OK; 3: 15; 4: 100%; 5: 0
5 | Interest Rate from | 2028-03-31 | 9% |  | Loan fully paid off? | 0 | 1: OK; 3: 20; 4: 100%; 5: 0
6 | Loan Tenure | Yrs | 20 |  | Minimum DSCR | 1.3 | 1: OK; 3: 25; 4: 100%; 5: 0
TAX PARAMETERS
No | Parameter | Unit | Value
1 | Depreciation Rate (As per IT Act) | % | 40% | 40%
2 | Commissioning Type | Month | September | 1
3 | Depreciation Rate (As per Companies Act) | % | 3.8%
4 | Income Tax Rate |  | 17.16%
5 | MAT Rate | % | 0%
6 | GST Rate | % | 18%
7 | GST Offset Available |  | No
O&M AND MISCELLANEOUS DETAILS
No | Parameter | Unit | Value
1 | Year 1 O&M Cost (excl. extended warranty) | Rs/kwp/yr | 360
2 | O&M + Compliance Fee Escalate rate | % | 3%
3 | Inverter replacement cost | Rs lacs/ MW | 18
4 | Replacement 1 | year | 13
5 | Replacement 2 | year | 0
6 | Insurance cost | % of asset book value | 0.2%
7 | Prompt Payment Discount | % of Tariff | 0%
8 | Support Fee | % of revenue | 0% |  | 0.25
9 | Compliance Fee (Audit, Tax, CS, Trustee) | Rs lacs/ MW | 0.5
10 | Generation Degradation per Annum | % | 0.4%
Residual Value
No | Parameter | Unit | Value
1 | Original Value of Land | Lacs/ MW | 0
2 | Land | times | 0
3 | Plant & Machinery | % | 0%
Generation Downtime
No | Parameter | Unit | Value
1 | First three months | days/ month | 0% | Not relevant, client downtime days to be subtracted in Cell H5
2 | Over life of project | % | 0%
3 | Substation/ grid downtime | % | 0%
Commissioning Schedule
No | Parameter | Unit | Value
1 | On expected CoD | % capacity | 100%
2 | 1 month after expected CoD | % capacity | 0%
3 | 2 month after expected CoD | % capacity | 0%
4 | 3 month after expected CoD | % capacity | 0%
|  | Total | 100%
Other Assumption
1 | Holdco tax rate for dev margin | % | 17.47%
2 | Management Fee | % | 0%
[5 empty] | 10 year PPA | >=15 year PPA
Quarter | 10 year PPA | >=15 year PPA |  | 1-5 years | 50% | 29.3%
0 | 0% | 0% |  | 5-10 years | 50% | 34.01%
1 | 2.5% | 1.054% |  | 10-15 years | 0% | 36.68%
2 | 2.5% | 1.054%
3 | 2.5% | 1.054%
4 | 2.5% | 1.451%
5 | 2.5% | 1.451%
6 | 2.5% | 1.451% |  |  |  |  | 6: 3.333%
7 | 2.5% | 1.451%
8 | 2.5% | 1.485%
9 | 2.5% | 1.485%
10 | 2.5% | 1.485%
11 | 2.5% | 1.485%
12 | 2.5% | 1.549%
13 | 2.5% | 1.549%
14 | 2.5% | 1.549%
15 | 2.5% | 1.549%
16 | 2.5% | 1.624%
17 | 2.5% | 1.624%
18 | 2.5% | 1.624%
19 | 2.5% | 1.624%
20 | 2.5% | 1.704%
21 | 2.5% | 1.704%
22 | 2.5% | 1.704%
23 | 2.5% | 1.704%
24 | 2.5% | 1.795%
25 | 2.5% | 1.795%
26 | 2.5% | 1.795%
27 | 2.5% | 1.795%
28 | 2.5% | 1.647%
29 | 2.5% | 1.647%
30 | 2.5% | 1.647%
31 | 2.5% | 1.647%
32 | 2.5% | 1.733%
33 | 2.5% | 1.733%
34 | 2.5% | 1.733%
35 | 2.5% | 1.733%
36 | 2.5% | 1.647%
37 | 2.5% | 1.647%
38 | 2.5% | 1.647%
39 | 2.5% | 1.647%
40 | 2.5% | 1.614%
41 |  | 1.614%
42 |  | 1.614%
43 |  | 1.614%
44 |  | 1.72%
45 |  | 1.72%
46 |  | 1.72%
47 |  | 1.72%
48 |  | 2.076%
49 |  | 2.076%
50 |  | 2.076%
51 |  | 2.076%
52 |  | 2.215%
53 |  | 2.215%
54 |  | 2.215%
55 |  | 2.215%
56 |  | 2.6%
57 |  | 2.599%
58 |  | 2.599%
59
60
Formulas:
Value = DATE(IF(MONTH([Value, row above])<4,YEAR([Value, row above]),YEAR([Value, row above])+1),3,31)
Unit = EDATE([Unit, row above],12)
Note on D9: ====== ID#AAAA0x5EEL8 tc={2A3D47A3-6442-49B9-AA4B-1A9A57319373} (2023-07-03 10:53:44) [Threaded comment] Your version of Excel allows you to read this threaded comment; however, any edits to it will get removed if the file is opened in a newer version of Excel. Learn more: https://go.microsoft.com/fwlink/?linkid=870924 Comment: Changed to link only to 15 years
Note on G21: ====== ID#AAAA0x5EEMA tc={3B7004C2-F83B-46F1-9E6A-206CCCD712B5} (2023-07-03 10:53:44) [Threaded comment] Your version of Excel allows you to read this threaded comment; however, any edits to it will get removed if the file is opened in a newer version of Excel. Learn more: https://go.microsoft.com/fwlink/?linkid=870924 Comment: DSRA taken as 6.5% of debt
Note on D59: ====== ID#AAAA0x5EEL4 Author (2023-07-03 10:53:44) Payable to the SPV as cross charge/support fee
Note on D60: ====== ID#AAAA0x5EEL0 Author (2023-07-03 10:53:44) Assuming 20MW per SPV, 10 lakhs Annual cost

## Sheet1 (hidden)
Month |  |  | 2025-07-01 | time axis 2025-08-31 to 2050-07-31
Month Count |  |  | 0 | time axis 2025-08-31 to 2050-07-31
FCFE | 18% |  | -106.5301 |  | 0 | 0 | 0 | 4.2542 | -3.4711 | 2.6532 | 2.6532 | -3.4243 | 2.6921 | 2.6921 | -3.3853 | 2.739 | 2.7182 | -3.3592 | 2.7651 | 2.7651 | -3.3124 | 2.8119 | 2.8119 | -3.2655 | 2.8923 | 2.8923 | -3.1851 | 2.9379 | 2.9172 | -3.1603 | 2.9628 | 2.9628 | -3.1147 | 3.0084 | 3.0084 | -3.0691 | 3.0454 | 3.0454 | -3.032 | 3.091 | 3.0703 | -3.0072 | 3.1159 | 3.1159 | -2.9616 | 3.1614 | 3.1614 | -2.916 | 3.1982 | 3.1982 | -2.8793 | 3.2437 | 3.2231 | -2.8544 | 3.2686 | 3.2686 | -2.8088 | 3.3142 | 3.3142 | -2.7632 | 3.3506 | 3.3506 | -2.7269 | 3.3962 | 3.3755 | -2.7019 | 3.4211 | 3.4211 | -2.6563 | 3.4667 | 3.4667 | -2.6108 | 3.5027 | 3.5027 | -2.5748 | 3.5483 | 3.5277 | -2.5498 | 3.5732 | 3.5732 | -2.5042 | 3.6188 | 3.6188 | -2.4586 | 3.6545 | 3.6545 | -2.423 | 3.7 | 3.6794 | -2.398 | 3.725 | 3.725 | -2.3524 | 3.7706 | 3.7706 | -2.3068 | 3.8059 | 3.8059 | -2.2716 | 3.8514 | 3.8309 | -2.2466 | 3.8765 | 3.8765 | -2.201 | 3.922 | 3.922 | -9.554 | 3.9569 | 3.9569 | -2.1205 | 4.0025 | 3.9819 | -2.0955 | 4.0275 | 4.0275 | -2.0499 | 4.0731 | 4.0731 | -9.8658 | 4.1075 | 4.1075 | -1.9699 | -13.9302 | 4.0493 | 4.0493 | 4.0493 | 4.0493 | 4.0493 | 4.0493 | 4.0493 | -4.143 | 4.0378 | 4.0378 | 4.0378 | 4.0378 | 4.0172 | 4.0172 | 4.0172 | 4.0172 | 4.0172 | 4.0172 | 4.0172 | -4.1872 | 4.0053 | 4.0053 | 4.0053 | 4.0053 | 3.9848 | 3.9848 | 3.9848 | 3.9848 | 3.9848 | 3.9848 | 3.9848 | -4.1856 | 3.9724 | 3.9724 | 3.9724 | 3.9724 | 3.9519 | 3.9519 | 3.9519 | 3.9519 | 3.9519 | 3.9519 | 3.9519 | -4.1704 | 3.939 | 3.939 | 3.939 | 3.939 | 3.9185 | 3.9185 | 3.9185 | 3.9185 | 3.9185 | 3.9185 | 3.9185 | -4.1469 | 3.9052 | 3.9052 | 3.9052 | 3.9052 | 3.8848 | 3.8848 | 3.8848 | 3.8848 | 3.8848 | 3.8848 | 3.8848 | -4.1182 | 3.8709 | 3.8709 | 3.8709 | 3.8709 | 3.8505 | 3.8505 | 3.8505 | 3.8505 | 3.8505 | 3.8505 | 3.8505 | -4.0861 | 3.8362 | 3.8362 | 3.8362 | 3.8362 | 3.8157 | 3.8157 | 3.8157 | 3.8157 | 3.8157 | 3.8157 | 3.8157 | -4.0518 | 3.8009 | 3.8009 | 3.8009 | 3.8009 | 3.7804 | 3.7804 | 3.7804 | 3.7804 | 3.7804 | 3.7804 | 3.7804 | -4.016 | 3.7651 | 3.7651 | 3.7651 | 3.7651 | 3.7446 | 3.7446 | 3.7446 | 3.7446 | 3.7446 | 3.7446 | 3.7446 | -3.979 | 3.7287 | 3.7287 | 3.7287 | 3.9043 | 3.7083 | 3.7083 | 3.7083 | 3.7083 | 3.7083 | 3.7083 | 3.7083 | -3.941 | 3.6918 | 3.6918 | 3.6918 | 3.6918 | 3.6714 | 3.6714 | 3.6714 | 3.6714 | 3.6714 | 3.6714 | 3.6714 | -3.9023 | 3.6543 | 3.6543 | 3.6543 | 3.6543 | 3.6339 | 3.6339 | 3.6339 | 3.6339 | 3.6339 | 3.6339 | 3.6339 | -3.8628 | 3.6163 | 3.6163 | 3.6163 | 3.6163 | 3.5958 | 3.5958 | 3.5958 | 3.5958 | 3.5958 | 3.5958 | 3.5958 | -3.8225 | 3.5775 | 3.5775 | 3.5775 | 3.5775 | 3.557 | 3.557 | 3.557 | 3.557 | 3.557 | 3.557 | 3.557 | -3.7816 | 3.5382 | 3.5382 | 3.5382 | 1.1096
PV of FCFE |  |  | 101.6692 |  | 2026-07-31: 111.9441; 2027-07-31: 121.761; 2028-07-31: 130.9948; 2029-07-31: 139.8178; 2030-07-31: 148.2223; 2031-07-31: 156.1373; 2032-07-31: 163.5578; 2033-07-31: 170.2419; 2034-07-31: 184.0707; 2035-07-31: 217.2403; 2036-07-31: 212.0559; 2037-07-31: 206.2706; 2038-07-31: 199.8359; 2039-07-31: 192.6256; 2040-07-31: 184.5876; 2041-07-31: 175.391; 2042-07-31: 164.9204; 2043-07-31: 152.9501; 2044-07-31: 139.2848; 2045-07-31: 123.3064; 2046-07-31: 105.0304; 2047-07-31: 83.8711; 2047-08-31: 81.3362; 2048-07-31: 59.3494; 2048-08-31: 56.5173; 2049-07-31: 30.7996
Loan outstanding |  |  | 243.0977 |  | 2026-07-31: 218.7879; 2027-07-31: 194.4781; 2028-07-31: 170.1684; 2029-07-31: 145.8586; 2030-07-31: 121.5488; 2031-07-31: 97.2391; 2032-07-31: 72.9293; 2033-07-31: 48.6195; 2034-07-31: 24.3098; 2035-07-31: 0; 2036-07-31: 0; 2037-07-31: 0; 2038-07-31: 0; 2039-07-31: 0; 2040-07-31: 0; 2041-07-31: 0; 2042-07-31: 0; 2043-07-31: 0; 2044-07-31: 0; 2045-07-31: 0; 2046-07-31: 0; 2047-07-31: 0; 2047-08-31: 0; 2048-07-31: 0; 2048-08-31: 0; 2049-07-31: 0
Total |  |  | 344.7669 |  | 2026-07-31: 330.732; 2027-07-31: 316.2391; 2028-07-31: 301.1632; 2029-07-31: 285.6764; 2030-07-31: 269.7711; 2031-07-31: 253.3763; 2032-07-31: 236.4871; 2033-07-31: 218.8614; 2034-07-31: 208.3804; 2035-07-31: 217.2403; 2036-07-31: 212.0559; 2037-07-31: 206.2706; 2038-07-31: 199.8359; 2039-07-31: 192.6256; 2040-07-31: 184.5876; 2041-07-31: 175.391; 2042-07-31: 164.9204; 2043-07-31: 152.9501; 2044-07-31: 139.2848; 2045-07-31: 123.3064; 2046-07-31: 105.0304; 2047-07-31: 83.8711; 2047-08-31: 81.3362; 2048-07-31: 59.3494; 2048-08-31: 56.5173; 2049-07-31: 30.7996
Project Life Assumption (pls specify)
25
Termination Year | Pre tax values | Post tax values | Post tax (Rs/kWp) |  | 2025-08-31: Please only copy table till PPA duration; 2026-05-31: Termination Year; 2026-06-30: Termination Fee (Rs/kWp)
1 | 344.7669 | 416.184 | 41618.4045 | 41618404.5461 | 2025-09-30: 41.6184; 2025-10-31: 16647361.8184; 2025-11-30: 40.6184; 2026-02-28: 600; 2026-03-31: 25155.7851; 2026-05-31: 1; 2026-06-30: 41.6184; 2026-08-31: 1450; 2026-09-30: 1376.3286; 2026-10-31: 1032.2464
2 | 330.732 | 399.242 | 39924.1964 | 39924196.3875 | 2025-09-30: 39.9242; 2025-10-31: 15969678.555; 2025-11-30: 38.9242; 2026-02-28: 630; 2026-05-31: 2; 2026-06-30: 39.9242; 2026-08-31: 1413.75; 2026-09-30: 1341.9204; 2026-10-31: 1006.4403
3 | 316.2391 | 381.7469 | 38174.6894 | 38174689.3698 | 2025-09-30: 38.1747; 2025-10-31: 15269875.7479; 2025-11-30: 37.1747; 2026-01-31: 19340640; 2026-02-28: 661.5; 2026-05-31: 3; 2026-06-30: 38.1747; 2026-08-31: 1403.8537; 2026-09-30: 1332.5269; 2026-10-31: 999.3952
4 | 301.1632 | 363.5481 | 36354.8051 | 36354805.1224 | 2025-09-30: 36.3548; 2025-10-31: 14541922.0489; 2025-11-30: 35.3548; 2026-02-28: 694.575; 2026-05-31: 4; 2026-06-30: 36.3548; 2026-08-31: 1394.0268; 2026-09-30: 1323.1993; 2026-10-31: 992.3994
5 | 285.6764 | 344.8532 | 34485.3212 | 34485321.2459 | 2025-09-30: 34.4853; 2025-10-31: 13794128.4984; 2025-11-30: 33.4853; 2026-02-28: 729.3038; 2026-05-31: 5; 2026-06-30: 34.4853; 2026-08-31: 1384.2686; 2026-09-30: 1313.9369; 2026-10-31: 985.4526
6 | 269.7711 | 325.6532 | 32565.323 | 32565323.0214 | 2025-09-30: 32.5653; 2025-10-31: 13026129.2085; 2025-11-30: 31.5653; 2026-02-28: 765.7689; 2026-05-31: 6; 2026-06-30: 32.5653; 2026-08-31: 1374.5787; 2026-09-30: 1304.7393; 2026-10-31: 978.5545
7 | 253.3763 | 305.8623 | 30586.2312 | 30586231.222 | 2025-09-30: 30.5862; 2025-10-31: 12234492.4888; 2025-11-30: 29.5862; 2026-02-28: 804.0574; 2026-05-31: 7; 2026-06-30: 30.5862; 2026-08-31: 1364.9567; 2026-09-30: 1295.6061; 2026-10-31: 971.7046
8 | 236.4871 | 285.4745 | 28547.453 | 28547452.9837 | 2025-09-30: 28.5475; 2025-10-31: 11418981.1935; 2025-11-30: 27.5475; 2026-02-28: 844.2603; 2026-05-31: 8; 2026-06-30: 28.5475; 2026-08-31: 1355.402; 2026-09-30: 1286.5369; 2026-10-31: 964.9027
9 | 218.8614 | 264.1978 | 26419.7755 | 26419775.4751 | 2025-09-30: 26.4198; 2025-10-31: 10567910.19; 2025-11-30: 25.4198; 2026-02-28: 886.4733; 2026-05-31: 9; 2026-06-30: 26.4198; 2026-08-31: 1345.9141; 2026-09-30: 1277.5311; 2026-10-31: 958.1483
10 | 208.3804 | 251.5457 | 25154.5671 | 25154567.0574 | 2025-09-30: 25.1546; 2025-10-31: 10061826.823; 2025-11-30: 24.1546; 2026-02-28: 930.7969; 2026-05-31: 10; 2026-06-30: 25.1546; 2026-08-31: 1336.4927; 2026-09-30: 1268.5884; 2026-10-31: 951.4413
11 | 217.2403 | 262.2409 | 26224.0855 | 26224085.5443 | 2025-09-30: 26.2241; 2025-10-31: 10489634.2177; 2026-02-28: 977.3368
12 | 212.0559 | 255.9825 | 25598.2521 | 25598252.0621 | 2025-09-30: 25.5983
13 | 206.2706 | 248.9988 | 24899.8795 | 24899879.4835 | 2025-09-30: 24.8999
14 | 199.8359 | 241.2312 | 24123.118 | 24123118.0244 | 2025-09-30: 24.1231
15 | 192.6256 | 232.5273 | 23252.7335 | 23252733.46 | 2025-09-30: 23.2527
16 | 184.5876 | 222.8243 | 22282.4258 | 22282425.7693 | 2025-09-30: 22.2824
17 | 175.391 | 211.7226 | 21172.2575 | 21172257.5324 | 2025-09-30: 21.1723; 2025-12-31: 33576064.0516
18 | 164.9204 | 199.083 | 19908.3003 | 19908300.2894 | 2025-09-30: 19.9083
19 | 152.9501 | 184.6331 | 18463.3102 | 18463310.1656 | 2025-09-30: 18.4633
20 | 139.2848 | 168.1372 | 16813.716 | 16813715.9593 | 2025-09-30: 16.8137
21 | 123.3064 | 148.8489 | 14884.8875 | 14884887.5165 | 2025-09-30: 14.8849
22 | 105.0304 | 126.787 | 12678.7014 | 12678701.3542 | 2025-09-30: 12.6787
23 | 83.8711 | 101.2446 | 10124.463 | 10124463.0255 | 2025-09-30: 10.1245
24 | 59.3494 | 71.6434 | 7164.3435 | 7164343.5422 | 2025-09-30: 7.1643
25 | 30.7996 | 37.1797 | 3717.9657 | 3717965.6628 | 2025-09-30: 3.718

## Cash Flow_PI
CASH FLOW MODEL - SALE TO THIRD PARTY
Parameter | Unit |  | 2026-03-31 | 2027-03-31 | 2028-03-31 | 2029-03-31 | 2030-03-31 | 2031-03-31 | 2032-03-31 | 2033-03-31 | 2034-03-31 | 2035-03-31 | 2036-03-31 | 2037-03-31 | 2038-03-31 | 2039-03-31 | 2040-03-31 | 2041-03-31 | 2042-03-31 | 2043-03-31 | 2044-03-31 | 2045-03-31 | 2046-03-31 | 2047-03-31 | 2048-03-31 | 2049-03-31 | 2050-03-31 | 2051-03-31
Year |  |  | 1 | 2 | 3 | 4 | 5 | 6 | 7 | 8 | 9 | 10 | 11 | 12 | 13 | 14 | 15 | 16 | 17 | 18 | 19 | 20 | 21 | 22 | 23 | 24 | 25 | 26
Plant operational? | bar: 2026-03-31 to 2051-03-31
REVENUE CALCULATIONS
Generation | Lakh kWh |  | 10.35 | 13.8 | 13.7632 | 13.7081 | 13.6533 | 13.5987 | 13.5443 | 13.4901 | 13.4362 | 13.3824 | 13.3289 | 13.2756 | 13.2225 | 13.1696 | 13.1169 | 13.0644 | 13.0122 | 12.9601 | 12.9083 | 12.8567 | 12.8052 | 12.754 | 12.703 | 12.6522 | 12.6016 | 4.1949
Less Degradation | Lakh kWh |  | 1.15 | 0.0368 | 0.055053 | 0.054833 | 0.054613 | 0.054395 | 0.054177 | 0.053961 | 0.053745 | 0.05353 | 0.053316 | 0.053102 | 0.05289 | 0.052678 | 0.052468 | 0.052258 | 0.052049 | 0.051841 | 0.051633 | 0.051427 | 0.051221 | 0.051016 | 0.050812 | 0.050609 | 0.050406 | 0.01678
Net Generation | Lakh kWh |  | 9.2 | 13.7632 | 13.7081 | 13.6533 | 13.5987 | 13.5443 | 13.4901 | 13.4362 | 13.3824 | 13.3289 | 13.2756 | 13.2225 | 13.1696 | 13.1169 | 13.0644 | 13.0122 | 12.9601 | 12.9083 | 12.8567 | 12.8052 | 12.754 | 12.703 | 12.6522 | 12.6016 | 12.5512 | 4.1781
Downtime loss | Lakh kWh |  | 0 | 0 | 0 | 0 | 0 | 0 | 0 | 0 | 0 | 0 | 0 | 0 | 0 | 0 | 0 | 0 | 0 | 0 | 0 | 0 | 0 | 0 | 0 | 0 | 0 | 0
Net Billable Generation | Lakh kWh |  | 9.2 | 13.7632 | 13.7081 | 13.6533 | 13.5987 | 13.5443 | 13.4901 | 13.4362 | 13.3824 | 13.3289 | 13.2756 | 13.2225 | 13.1696 | 13.1169 | 13.0644 | 13.0122 | 12.9601 | 12.9083 | 12.8567 | 12.8052 | 12.754 | 12.703 | 12.6522 | 12.6016 | 12.5512 | 4.1781
Avg tariff (after discounts) | Rs. / kWh |  | 4.1926 | 4.1926 | 4.1926 | 4.1926 | 4.1926 | 4.1926 | 4.1926 | 4.1926 | 4.1926 | 4.1926 | 4.1926 | 4.1926 | 4.1926 | 4.1926 | 4.1926 | 4.1926 | 4.1926 | 4.1926 | 4.1926 | 4.1926 | 4.1926 | 4.1926 | 4.1926 | 4.1926 | 4.1926 | 4.1926
Revenue from Power Portion | Rs. Lakhs |  | 38.5722 | 57.704 | 57.4731 | 57.2433 | 57.0143 | 56.7862 | 56.5591 | 56.3328 | 56.1075 | 55.8831 | 55.6595 | 55.4369 | 55.2152 | 54.9943 | 54.7743 | 54.5552 | 54.337 | 54.1197 | 53.9032 | 53.6876 | 53.4728 | 53.2589 | 53.0459 | 52.8337 | 52.6224 | 17.5173
Discount for Prompt Payment | Rs. Lakhs |  | 0 | 0 | 0 | 0 | 0 | 0 | 0 | 0 | 0 | 0 | 0 | 0 | 0 | 0 | 0 | 0 | 0 | 0 | 0 | 0 | 0 | 0 | 0 | 0 | 0 | 0
Total Revenue from Generation | Rs. Lakhs |  | 38.5722 | 57.704 | 57.4731 | 57.2433 | 57.0143 | 56.7862 | 56.5591 | 56.3328 | 56.1075 | 55.8831 | 55.6595 | 55.4369 | 55.2152 | 54.9943 | 54.7743 | 54.5552 | 54.337 | 54.1197 | 53.9032 | 53.6876 | 53.4728 | 53.2589 | 53.0459 | 52.8337 | 52.6224 | 17.5173
EXPENSE CALCULATIONS
O&M Expense | Rs. Lakhs |  | 2.7 | 3.708 | 3.8192 | 3.9338 | 4.0518 | 4.1734 | 4.2986 | 4.4275 | 4.5604 | 4.6972 | 4.8381 | 4.9832 | 5.1327 | 5.2867 | 5.4453 | 5.6087 | 5.7769 | 5.9503 | 6.1288 | 6.3126 | 6.502 | 6.6971 | 6.898 | 7.1049 | 7.3181 | 2.5125
Insurance | Rs. Lakhs |  | 0.52092 | 0.66678 | 0.639 | 0.61122 | 0.58343 | 0.55565 | 0.52787 | 0.50009 | 0.4723 | 0.44452 | 0.41674 | 0.38896 | 0.36117 | 0.33339 | 0.30561 | 0.27783 | 0.25004 | 0.22226 | 0.19448 | 0.1667 | 0.13891 | 0.11113 | 0.083348 | 0.055565 | 0.027783 | 0
CMES collection fee | Rs. Lakhs |  | 0.375 | 0.51 | 0.5253 | 0.54106 | 0.55729 | 0.57401 | 0.59123 | 0.60897 | 0.62724 | 0.64605 | 0.66543 | 0.6854 | 0.70596 | 0.72714 | 0.74895 | 0.77142 | 0.79456 | 0.8184 | 0.84295 | 0.86824 | 0.89429 | 0.92112 | 0.94875 | 0.97721 | 1.0065 | 0.3388
Net Service Tax Expense | Rs. Lakhs |  | 0.64727 | 0.87926 | 0.89704 | 0.9155 | 0.93466 | 0.95455 | 0.97518 | 0.99659 | 1.0188 | 1.0418 | 1.0656 | 1.0904 | 1.116 | 1.1425 | 1.17 | 1.1984 | 1.2279 | 1.2584 | 1.2899 | 1.3226 | 1.3563 | 1.3913 | 1.4274 | 1.4648 | 1.5034 | 0.51324
Total Expenses | Rs. Lakhs |  | 4.2432 | 5.764 | 5.8806 | 6.0016 | 6.1272 | 6.2576 | 6.3929 | 6.5332 | 6.6787 | 6.8296 | 6.9859 | 7.148 | 7.3158 | 7.4898 | 7.6699 | 7.8564 | 8.0494 | 8.2493 | 8.4561 | 8.6701 | 8.8915 | 9.1206 | 9.3575 | 9.6025 | 9.8558 | 3.3646
EBIDTA | Rs. Lakhs |  | 34.329 | 51.9399 | 51.5926 | 51.2417 | 50.8871 | 50.5286 | 50.1662 | 49.7997 | 49.4288 | 49.0535 | 48.6736 | 48.2889 | 47.8993 | 47.5045 | 47.1045 | 46.6989 | 46.2876 | 45.8704 | 45.4471 | 45.0174 | 44.5813 | 44.1383 | 43.6884 | 43.2312 | 42.7666 | 14.1528
Interest | Rs. Lakhs |  | 16.4433 | 19.9568 | 17.2295 | 15.0417 | 12.8538 | 10.6659 | 8.478 | 6.2902 | 4.1023 | 1.9144 | 0.13674 | 0 | 0 | 0 | 0 | 0 | 0 | 0 | 0 | 0 | 0 | 0 | 0 | 0 | 0 | 0
EBDTA | Rs. Lakhs |  | 17.8857 | 31.9831 | 34.363 | 36.2 | 38.0333 | 39.8627 | 41.6882 | 43.5095 | 45.3265 | 47.1391 | 48.5369 | 48.2889 | 47.8993 | 47.5045 | 47.1045 | 46.6989 | 46.2876 | 45.8704 | 45.4471 | 45.0174 | 44.5813 | 44.1383 | 43.6884 | 43.2312 | 42.7666 | 14.1528
Depreciation (Companies Act) | Rs. Lakhs |  | 9.3538 | 12.5061 | 12.5061 | 12.5061 | 12.5061 | 12.5061 | 12.5061 | 12.5061 | 12.5061 | 12.5061 | 12.5061 | 12.5061 | 12.5061 | 12.5061 | 12.5061 | 12.5061 | 12.5061 | 12.5061 | 12.5061 | 12.5061 | 12.5061 | 12.5061 | 12.5061 | 12.5061 | 12.5061 | 12.5061
EBT | Rs. Lakhs |  | 8.5319 | 19.4771 | 21.857 | 23.6939 | 25.5272 | 27.3567 | 29.1821 | 31.0034 | 32.8205 | 34.6331 | 36.0308 | 35.7829 | 35.3933 | 34.9985 | 34.5984 | 34.1928 | 33.7815 | 33.3643 | 32.941 | 32.5114 | 32.0752 | 31.6323 | 31.1823 | 30.7252 | 30.2605 | 1.6467
Tax | Rs. Lakhs |  | 0 | 0 | 0 | 0 | 0 | 0 | 0 | 0 | 7.3986 | 7.8614 | 8.1923 | 8.2044 | 8.1703 | 8.1223 | 8.0654 | 8.0029 | 7.9366 | 7.8675 | 7.7964 | 7.7236 | 7.6493 | 7.5736 | 7.4966 | 7.4183 | 7.3386 | 2.4286
PAT | Rs. Lakhs |  | 8.5319 | 19.4771 | 21.857 | 23.6939 | 25.5272 | 27.3567 | 29.1821 | 31.0034 | 25.4219 | 26.7717 | 27.8385 | 27.5785 | 27.2229 | 26.8762 | 26.533 | 26.1899 | 25.8449 | 25.4968 | 25.1446 | 24.7878 | 24.4259 | 24.0586 | 23.6857 | 23.3069 | 22.9219 | -0.78184
DEPRECIATION CALCULATIONS
Year
As per Companies Act
Depreciation with subsidy | Rs. Lakhs |  | 9.3538 | 12.5061 | 12.5061 | 12.5061 | 12.5061 | 12.5061 | 12.5061 | 12.5061 | 12.5061 | 12.5061 | 12.5061 | 12.5061 | 12.5061 | 12.5061 | 12.5061 | 12.5061 | 12.5061 | 12.5061 | 12.5061 | 12.5061 | 12.5061 | 12.5061 | 12.5061 | 12.5061 | 12.5061 | 12.5061
Opening Balance | Rs. Lakhs |  | 329.1068 | 319.753 | 307.2469 | 294.7408 | 282.2348 | 269.7287 | 257.2227 | 244.7166 | 232.2106 | 219.7045 | 207.1984 | 194.6924 | 182.1863 | 169.6803 | 157.1742 | 144.6681 | 132.1621 | 119.656 | 107.15 | 94.6439 | 82.1378 | 69.6318 | 57.1257 | 44.6197 | 32.1136 | 19.6076
Depreciation | Rs. Lakhs |  | 9.3538 | 12.5061 | 12.5061 | 12.5061 | 12.5061 | 12.5061 | 12.5061 | 12.5061 | 12.5061 | 12.5061 | 12.5061 | 12.5061 | 12.5061 | 12.5061 | 12.5061 | 12.5061 | 12.5061 | 12.5061 | 12.5061 | 12.5061 | 12.5061 | 12.5061 | 12.5061 | 12.5061 | 12.5061 | 12.5061
Closing Balance | Rs. Lakhs |  | 319.753 | 307.2469 | 294.7408 | 282.2348 | 269.7287 | 257.2227 | 244.7166 | 232.2106 | 219.7045 | 207.1984 | 194.6924 | 182.1863 | 169.6803 | 157.1742 | 144.6681 | 132.1621 | 119.656 | 107.15 | 94.6439 | 82.1378 | 69.6318 | 57.1257 | 44.6197 | 32.1136 | 19.6076 | 7.1015
Subsidy Depreciation As per Companies Act
Opening Balance | Rs. Lakhs |  | 0 | 0 | 0 | 0 | 0 | 0 | 0 | 0 | 0 | 0 | 0 | 0 | 0 | 0 | 0 | 0 | 0 | 0 | 0 | 0 | 0 | 0 | 0 | 0 | 0 | 0
Additions | Rs. Lakhs |  | 0 | 0 | 0 | 0 | 0 | 0 | 0 | 0 | 0 | 0 | 0 | 0 | 0 | 0 | 0 | 0 | 0 | 0 | 0 | 0 | 0 | 0 | 0 | 0 | 0 | 0
Depreciation | Rs. Lakhs |  | 0 | 0 | 0 | 0 | 0 | 0 | 0 | 0 | 0 | 0 | 0 | 0 | 0 | 0 | 0 | 0 | 0 | 0 | 0 | 0 | 0 | 0 | 0 | 0 | 0 | 0
Closing Balance | Rs. Lakhs |  | 0 | 0 | 0 | 0 | 0 | 0 | 0 | 0 | 0 | 0 | 0 | 0 | 0 | 0 | 0 | 0 | 0 | 0 | 0 | 0 | 0 | 0 | 0 | 0 | 0 | 0
As per IT Act
Depreciation with subsidy | Rs. Lakhs |  | 131.6427 | 78.9856 | 47.3914 | 28.4348 | 17.0609 | 10.2365 | 6.1419 | 3.6852 | 2.2111 | 1.3267 | 0.79599 | 0.4776 | 0.28656 | 0.17193 | 0.10316 | 0.061896 | 0.037138 | 0.022283 | 0.01337 | 0.0080218 | 0.0048131 | 0.0028878 | 0.0017327 | 0.0010396 | 0.00062377 | 0.00037426
Opening Balance | Rs. Lakhs |  | 329.1068 | 197.4641 | 118.4785 | 71.0871 | 42.6522 | 25.5913 | 15.3548 | 9.2129 | 5.5277 | 3.3166 | 1.99 | 1.194 | 0.71639 | 0.42984 | 0.2579 | 0.15474 | 0.092845 | 0.055707 | 0.033424 | 0.020054 | 0.012033 | 0.0072196 | 0.0043318 | 0.0025991 | 0.0015594 | 0.00093566
Depreciation | Rs. Lakhs |  | 131.6427 | 78.9856 | 47.3914 | 28.4348 | 17.0609 | 10.2365 | 6.1419 | 3.6852 | 2.2111 | 1.3267 | 0.79599 | 0.4776 | 0.28656 | 0.17193 | 0.10316 | 0.061896 | 0.037138 | 0.022283 | 0.01337 | 0.0080218 | 0.0048131 | 0.0028878 | 0.0017327 | 0.0010396 | 0.00062377 | 0.00037426
Closing Balance | Rs. Lakhs |  | 197.4641 | 118.4785 | 71.0871 | 42.6522 | 25.5913 | 15.3548 | 9.2129 | 5.5277 | 3.3166 | 1.99 | 1.194 | 0.71639 | 0.42984 | 0.2579 | 0.15474 | 0.092845 | 0.055707 | 0.033424 | 0.020054 | 0.012033 | 0.0072196 | 0.0043318 | 0.0025991 | 0.0015594 | 0.00093566 | 0.0005614
Subsidy Depreciation As per IT Act
Opening Balance | Rs. Lakhs |  | 0 | 0 | 0 | 0 | 0 | 0 | 0 | 0 | 0 | 0 | 0 | 0 | 0 | 0 | 0 | 0 | 0 | 0 | 0 | 0 | 0 | 0 | 0 | 0 | 0 | 0
Additions | Rs. Lakhs |  | 0 | 0 | 0 | 0 | 0 | 0 | 0 | 0 | 0 | 0 | 0 | 0 | 0 | 0 | 0 | 0 | 0 | 0 | 0 | 0 | 0 | 0 | 0 | 0 | 0 | 0
Depreciation | Rs. Lakhs |  | 0 | 0 | 0 | 0 | 0 | 0 | 0 | 0 | 0 | 0 | 0 | 0 | 0 | 0 | 0 | 0 | 0 | 0 | 0 | 0 | 0 | 0 | 0 | 0 | 0 | 0
Closing Balance | Rs. Lakhs |  | 0 | 0 | 0 | 0 | 0 | 0 | 0 | 0 | 0 | 0 | 0 | 0 | 0 | 0 | 0 | 0 | 0 | 0 | 0 | 0 | 0 | 0 | 0 | 0 | 0 | 0
LOAN CALCULATIONS
TOTAL LOAN VALUE | Rs. Lakhs |  | 2026-03-31: 243.0977; 2037-03-31: FALSE
Outstanding Loan
Loan in repayment? |  |  | 0 | 1 | 1 | 1 | 1 | 1 | 1 | 1 | 1 | 1 | 1 | 1 | 1 | 1 | 1 | 1 | 1 | 1 | 1 | 1 | 0 | 0 | 0 | 0 | 0 | 0
Loan Period |  |  |  | 1 | 2 | 3 | 4 | 5 | 6 | 7 | 8 | 9 | 10 | 11 | 12 | 13 | 14 | 15 | 16 | 17 | 18 | 19 | 0 | 0 | 0 | 0 | 0 | 0
Opening Balance |  |  | 243.0977 | 224.8654 | 200.5556 | 176.2458 | 151.936 | 127.6263 | 103.3165 | 79.0067 | 54.697 | 30.3872 | 6.0774 | 1.803e-13 | 1.803e-13 | 1.803e-13 | 1.803e-13 | 1.803e-13 | 1.803e-13 | 1.803e-13 | 1.803e-13 | 1.803e-13 | 1.803e-13 | 1.803e-13 | 1.803e-13 | 1.803e-13 | 1.803e-13 | 1.803e-13
Principal Repayment |  |  | 18.2323 | 24.3098 | 24.3098 | 24.3098 | 24.3098 | 24.3098 | 24.3098 | 24.3098 | 24.3098 | 24.3098 | 6.0774 | 0 | 0 | 0 | 0 | 0 | 0 | 0 | 0 | 0 | 0 | 0 | 0 | 0 | 0 | 0
Closing Balance |  |  | 224.8654 | 200.5556 | 176.2458 | 151.936 | 127.6263 | 103.3165 | 79.0067 | 54.697 | 30.3872 | 6.0774 | 1.803e-13 | 1.803e-13 | 1.803e-13 | 1.803e-13 | 1.803e-13 | 1.803e-13 | 1.803e-13 | 1.803e-13 | 1.803e-13 | 1.803e-13 | 1.803e-13 | 1.803e-13 | 1.803e-13 | 1.803e-13 | 1.803e-13 | 1.803e-13
Interest Calculations
Interest Rate Applicable | % |  | 9.25% | 9.25% | 9% | 9% | 9% | 9% | 9% | 9% | 9% | 9% | 9% | 9% | 9% | 9% | 9% | 9% | 9% | 9% | 9% | 9% | 9% | 9% | 9% | 9% | 9% | 9%
Interest Payment | Rs. Lakhs |  | 16.4433 | 19.9568 | 17.2295 | 15.0417 | 12.8538 | 10.6659 | 8.478 | 6.2902 | 4.1023 | 1.9144 | 0.13674 | 0 | 0 | 0 | 0 | 0 | 0 | 0 | 0 | 0 | 0 | 0 | 0 | 0 | 0 | 0
DSCR Calculations
Net Cash Flow availabe for Debt | Rs. Lakhs |  | 34.329 | 51.9399 | 51.5926 | 51.2417 | 50.8871 | 50.5286 | 50.1662 | 49.7997 | 42.0302 | 41.1921 | 40.4813 | 40.0845 | 39.729 | 39.3823 | 39.039 | 38.696 | 38.351 | 38.0028 | 37.6507 | 37.2938 | 36.932 | 36.5647 | 36.1918 | 35.8129 | 35.4279 | 11.7242
Total Interest + Principal Repayment | Rs. Lakhs |  | 34.6756 | 44.2666 | 41.5393 | 39.3514 | 37.1636 | 34.9757 | 32.7878 | 30.5999 | 28.412 | 26.2242 | 6.2142 | 0 | 0 | 0 | 0 | 0 | 0 | 0 | 0 | 0 | 0 | 0 | 0 | 0 | 0 | 0
Yearly DSCR | Ratio |  | 1.3 | 1.3 | 1.3 | 1.3 | 1.3 | 1.3 | 1.3 | 1.3 | 1.3 | 1.3 | 1.3 | 1.3 | 1.3 | 1.3 | 1.3 | 1.3 | 1.3 | 1.3 | 1.3 | 1.3 | 1.3 | 1.3 | 1.3 | 1.3 | 1.3 | 1.3
DSCR in use |  |  | 1 | bar: 1 to 0
Average DSCR | Ratio |  |  | 1: 1.3
TAX CALCULATIONS
PBT | Rs. Lakhs |  | 8.5319 | 19.4771 | 21.857 | 23.6939 | 25.5272 | 27.3567 | 29.1821 | 31.0034 | 32.8205 | 34.6331 | 36.0308 | 35.7829 | 35.3933 | 34.9985 | 34.5984 | 34.1928 | 33.7815 | 33.3643 | 32.941 | 32.5114 | 32.0752 | 31.6323 | 31.1823 | 30.7252 | 30.2605 | 1.6467
Add: Depreciation as per Companies Act | Rs. Lakhs |  | 9.3538 | 12.5061 | 12.5061 | 12.5061 | 12.5061 | 12.5061 | 12.5061 | 12.5061 | 12.5061 | 12.5061 | 12.5061 | 12.5061 | 12.5061 | 12.5061 | 12.5061 | 12.5061 | 12.5061 | 12.5061 | 12.5061 | 12.5061 | 12.5061 | 12.5061 | 12.5061 | 12.5061 | 12.5061 | 12.5061
PBDT | Rs. Lakhs |  | 17.8857 | 31.9831 | 34.363 | 36.2 | 38.0333 | 39.8627 | 41.6882 | 43.5095 | 45.3265 | 47.1391 | 48.5369 | 48.2889 | 47.8993 | 47.5045 | 47.1045 | 46.6989 | 46.2876 | 45.8704 | 45.4471 | 45.0174 | 44.5813 | 44.1383 | 43.6884 | 43.2312 | 42.7666 | 14.1528
Less: Depreciation As per IT Act | Rs. Lakhs |  | 131.6427 | 78.9856 | 47.3914 | 28.4348 | 17.0609 | 10.2365 | 6.1419 | 3.6852 | 2.2111 | 1.3267 | 0.79599 | 0.4776 | 0.28656 | 0.17193 | 0.10316 | 0.061896 | 0.037138 | 0.022283 | 0.01337 | 0.0080218 | 0.0048131 | 0.0028878 | 0.0017327 | 0.0010396 | 0.00062377 | 0.00037426
PBT (As per IT Act) | Rs. Lakhs |  | -113.757 | -47.0025 | -13.0284 | 7.7652 | 20.9724 | 29.6262 | 35.5463 | 39.8244 | 43.1155 | 45.8125 | 47.7409 | 47.8114 | 47.6128 | 47.3326 | 47.0013 | 46.637 | 46.2504 | 45.8481 | 45.4337 | 45.0094 | 44.5765 | 44.1355 | 43.6867 | 43.2302 | 42.766 | 14.1524
Ratio | Rs. Lakhs |  | 0 | 0 | 0 | 0 | 0 | 0 | 0 | 0 | 1 | 1 | 1 | 1 | 1 | 1 | 1 | 1 | 1 | 1 | 1 | 1 | 1 | 1 | 1 | 1 | 1 | 1
Cumulative Profit / Loss | Rs. Lakhs |  | -113.757 | -160.7595 | -173.7879 | -166.0227 | -145.0504 | -115.4242 | -79.8779 | -40.0536 | 3.0619 | 48.8744 | 96.6153 | 144.4266 | 192.0394 | 239.372 | 286.3733 | 333.0103 | 379.2607 | 425.1088 | 470.5425 | 515.5519 | 560.1284 | 604.2639 | 647.9505 | 691.1807 | 733.9467 | 748.0991
Tax Payable (Before 80IA Benefit) | Rs. Lakhs |  | 0 | 0 | 0 | 0 | 0 | 0 | 0 | 0 | 7.3986 | 7.8614 | 8.1923 | 8.2044 | 8.1703 | 8.1223 | 8.0654 | 8.0029 | 7.9366 | 7.8675 | 7.7964 | 7.7236 | 7.6493 | 7.5736 | 7.4966 | 7.4183 | 7.3386 | 2.4286
80IA Benefit | Rs. Lakhs
Tax Payable (After 80 IA & MAT Credit) | Rs. Lakhs |  | 0 | 0 | 0 | 0 | 0 | 0 | 0 | 0 | 7.3986 | 7.8614 | 8.1923 | 8.2044 | 8.1703 | 8.1223 | 8.0654 | 8.0029 | 7.9366 | 7.8675 | 7.7964 | 7.7236 | 7.6493 | 7.5736 | 7.4966 | 7.4183 | 7.3386 | 2.4286
MAT Payable | Rs. Lakhs |  | 0 | 0 | 0 | 0 | 0 | 0 | 0 | 0 | 0 | 0 | 0 | 0 | 0 | 0 | 0 | 0 | 0 | 0 | 0 | 0 | 0 | 0 | 0 | 0 | 0 | 0
MAT Paid |  |  | 0 | 0 | 0 | 0 | 0 | 0 | 0 | 0 | 0 | 0 | 0 | 0 | 0 | 0 | 0 | 0 | 0 | 0 | 0 | 0 | 0 | 0 | 0 | 0 | 0 | 0
MAT Credit available for future setoff | Rs. Lakhs |  | 0 | 0 | 0 | 0 | 0 | 0 | 0 | 0 | 0 | 0 | 0 | 0 | 0 | 0 | 0 | 0 | 0 | 0 | 0 | 0 | 0 | 0 | 0 | 0 | 0 | 0
Less: MAT set-off |  |  |  | 0 | 0 | 0 | 0 | 0 | 0 | 0 | 0 | 0 | 0 | 0 | 0 | 0 | 0 | 0 | 0 | 0 | 0 | 0 | 0 | 0 | 0 | 0 | 0 | 0
Effective Tax Payabvle | Rs. Lakhs |  | 0 | 0 | 0 | 0 | 0 | 0 | 0 | 0 | 7.3986 | 7.8614 | 8.1923 | 8.2044 | 8.1703 | 8.1223 | 8.0654 | 8.0029 | 7.9366 | 7.8675 | 7.7964 | 7.7236 | 7.6493 | 7.5736 | 7.4966 | 7.4183 | 7.3386 | 2.4286
EQUITY IRR
Equity IRR (Post Tax)
Equity Infused | Rs. Lakhs |  | -104.1847 | 0 | 0 | 0 | 0 | 0 | 0 | 0 | 0 | 0 | 0 | 0 | 0 | 0 | 0 | 0 | 0 | 0 | 0 | 0 | 0 | 0 | 0 | 0 | 0 | 0
PAT | Rs. Lakhs |  | 8.5319 | 19.4771 | 21.857 | 23.6939 | 25.5272 | 27.3567 | 29.1821 | 31.0034 | 25.4219 | 26.7717 | 27.8385 | 27.5785 | 27.2229 | 26.8762 | 26.533 | 26.1899 | 25.8449 | 25.4968 | 25.1446 | 24.7878 | 24.4259 | 24.0586 | 23.6857 | 23.3069 | 22.9219 | -0.78184
Add: Depreciation | Rs. Lakhs |  | 9.3538 | 12.5061 | 12.5061 | 12.5061 | 12.5061 | 12.5061 | 12.5061 | 12.5061 | 12.5061 | 12.5061 | 12.5061 | 12.5061 | 12.5061 | 12.5061 | 12.5061 | 12.5061 | 12.5061 | 12.5061 | 12.5061 | 12.5061 | 12.5061 | 12.5061 | 12.5061 | 12.5061 | 12.5061 | 12.5061
Add: Tax Saving | Rs. Lakhs |  | 0 | 0 | 0 | 0 | 0 | 0 | 0 | 0 | 0 | 0 | 0 | 0 | 0 | 0 | 0 | 0 | 0 | 0 | 0 | 0 | 0 | 0 | 0 | 0 | 0 | 0
Less: Loan Repayment | Rs. Lakhs |  | -18.2323 | -24.3098 | -24.3098 | -24.3098 | -24.3098 | -24.3098 | -24.3098 | -24.3098 | -24.3098 | -24.3098 | -6.0774 | 0 | 0 | 0 | 0 | 0 | 0 | 0 | 0 | 0 | 0 | 0 | 0 | 0 | 0 | 0
Add: Security deposit | Rs. Lakhs |  | 0 | 0 | 0 | 0 | 0 | 0 | 0 | 0 | 0 | 0 | 0 | 0 | 0 | 0 | 0 | 0 | 0 | 0 | 0 | 0 | 0 | 0 | 0 | 0 | 0 | 0
Net Cash Flow | Rs. Lakhs |  | -104.5313 | 7.6734 | 10.0533 | 11.8902 | 13.7235 | 15.5529 | 17.3784 | 19.1997 | 13.6182 | 14.9679 | 34.2671 | 40.0845 | 39.729 | 39.3823 | 39.039 | 38.696 | 38.351 | 38.0028 | 37.6507 | 37.2938 | 36.932 | 36.5647 | 36.1918 | 35.8129 | 35.4279 | 11.7242
Cumulative cash inflow |  |  | -104.5313 | -96.858 | -86.8047 | -74.9145 | -61.191 | -45.6381 | -28.2596 | -9.0599 | 4.5583 | 19.5262 | 53.7933 | 93.8778 | 133.6068 | 172.9891 | 212.0281 | 250.7241 | 289.0751 | 327.0779 | 364.7286 | 402.0224 | 438.9544 | 475.5191 | 511.7108 | 547.5238 | 582.9517 | 594.6759
Payback? |  |  | No | No | No | No | No | No | No | No | Yes | Yes | Yes | Yes | Yes | Yes | Yes | Yes | Yes | Yes | Yes | Yes | Yes | Yes | Yes | Yes | Yes | Yes
Equity IRR (Pre Tax)
Net Cash Flow (Post Tax) | Rs. Lakhs |  | -104.5313 | 7.6734 | 10.0533 | 11.8902 | 13.7235 | 15.5529 | 17.3784 | 19.1997 | 13.6182 | 14.9679 | 34.2671 | 40.0845 | 39.729 | 39.3823 | 39.039 | 38.696 | 38.351 | 38.0028 | 37.6507 | 37.2938 | 36.932 | 36.5647 | 36.1918 | 35.8129 | 35.4279 | 11.7242
Add: Tax Payable | Rs. Lakhs |  | 0 | 0 | 0 | 0 | 0 | 0 | 0 | 0 | 7.3986 | 7.8614 | 8.1923 | 8.2044 | 8.1703 | 8.1223 | 8.0654 | 8.0029 | 7.9366 | 7.8675 | 7.7964 | 7.7236 | 7.6493 | 7.5736 | 7.4966 | 7.4183 | 7.3386 | 2.4286
Net Cash Flow (Pre - Tax) | Rs. Lakhs |  | -104.5313 | 7.6734 | 10.0533 | 11.8902 | 13.7235 | 15.5529 | 17.3784 | 19.1997 | 21.0168 | 22.8294 | 42.4594 | 48.2889 | 47.8993 | 47.5045 | 47.1045 | 46.6989 | 46.2876 | 45.8704 | 45.4471 | 45.0174 | 44.5813 | 44.1383 | 43.6884 | 43.2312 | 42.7666 | 14.1528
PROJECT IRR
Project IRR (Post Tax)
Project Cost to Investor | Rs. Lakhs |  | -347.2824 | 0 | 0 | 0 | 0 | 0 | 0 | 0 | 0 | 0 | 0 | 0 | 0 | 0 | 0 | 0 | 0 | 0 | 0 | 0 | 0 | 0 | 0 | 0 | 0 | 0
PAT | Rs. Lakhs |  | 8.5319 | 19.4771 | 21.857 | 23.6939 | 25.5272 | 27.3567 | 29.1821 | 31.0034 | 25.4219 | 26.7717 | 27.8385 | 27.5785 | 27.2229 | 26.8762 | 26.533 | 26.1899 | 25.8449 | 25.4968 | 25.1446 | 24.7878 | 24.4259 | 24.0586 | 23.6857 | 23.3069 | 22.9219 | -0.78184
Add: Tax Saving | Rs. Lakhs |  | 0 | 0 | 0 | 0 | 0 | 0 | 0 | 0 | 0 | 0 | 0 | 0 | 0 | 0 | 0 | 0 | 0 | 0 | 0 | 0 | 0 | 0 | 0 | 0 | 0 | 0
Add: Depreciation | Rs. Lakhs |  | 9.3538 | 12.5061 | 12.5061 | 12.5061 | 12.5061 | 12.5061 | 12.5061 | 12.5061 | 12.5061 | 12.5061 | 12.5061 | 12.5061 | 12.5061 | 12.5061 | 12.5061 | 12.5061 | 12.5061 | 12.5061 | 12.5061 | 12.5061 | 12.5061 | 12.5061 | 12.5061 | 12.5061 | 12.5061 | 12.5061
Add: Interest | Rs. Lakhs |  | 16.4433 | 19.9568 | 17.2295 | 15.0417 | 12.8538 | 10.6659 | 8.478 | 6.2902 | 4.1023 | 1.9144 | 0.13674 | 0 | 0 | 0 | 0 | 0 | 0 | 0 | 0 | 0 | 0 | 0 | 0 | 0 | 0 | 0
Add: Interest Tax Shield | Rs. Lakhs |  | 0 | 0 | 0 | 0 | 0 | 0 | 0 | 0 | -0.69941 | -0.20764 | 0.025732 | 0 | 0 | 0 | 0 | 0 | 0 | 0 | 0 | 0 | 0 | 0 | 0 | 0 | 0 | 0
Add: Security deposit | Rs. Lakhs |  | 0 | 0 | 0 | 0 | 0 | 0 | 0 | 0 | 0 | 0 | 0 | 0 | 0 | 0 | 0 | 0 | 0 | 0 | 0 | 0 | 0 | 0 | 0 | 0 | 0 | 0
Net Cash Flow | Rs. Lakhs |  | -312.9534 | 51.9399 | 51.5926 | 51.2417 | 50.8871 | 50.5286 | 50.1662 | 49.7997 | 41.3308 | 40.9845 | 40.507 | 40.0845 | 39.729 | 39.3823 | 39.039 | 38.696 | 38.351 | 38.0028 | 37.6507 | 37.2938 | 36.932 | 36.5647 | 36.1918 | 35.8129 | 35.4279 | 11.7242
14.39%
Project IRR (Pre Tax)
Net Cash Flow (Post Tax) | Rs. Lakhs |  | -312.9534 | 51.9399 | 51.5926 | 51.2417 | 50.8871 | 50.5286 | 50.1662 | 49.7997 | 41.3308 | 40.9845 | 40.507 | 40.0845 | 39.729 | 39.3823 | 39.039 | 38.696 | 38.351 | 38.0028 | 37.6507 | 37.2938 | 36.932 | 36.5647 | 36.1918 | 35.8129 | 35.4279 | 11.7242
Add: Tax Payable | Rs. Lakhs |  | 0 | 0 | 0 | 0 | 0 | 0 | 0 | 0 | 7.3986 | 7.8614 | 8.1923 | 8.2044 | 8.1703 | 8.1223 | 8.0654 | 8.0029 | 7.9366 | 7.8675 | 7.7964 | 7.7236 | 7.6493 | 7.5736 | 7.4966 | 7.4183 | 7.3386 | 2.4286
Net Cash Flow (Pre - Tax) | Rs. Lakhs |  | -312.9534 | 51.9399 | 51.5926 | 51.2417 | 50.8871 | 50.5286 | 50.1662 | 49.7997 | 48.7294 | 48.8459 | 48.6994 | 48.2889 | 47.8993 | 47.5045 | 47.1045 | 46.6989 | 46.2876 | 45.8704 | 45.4471 | 45.0174 | 44.5813 | 44.1383 | 43.6884 | 43.2312 | 42.7666 | 14.1528
Free Cash Flow after Repayment | Rs. Lakhs |  | -0.34663 | 7.6734 | 10.0533 | 11.8902 | 13.7235 | 15.5529 | 17.3784 | 19.1997 | 13.6182 | 14.9679 | 34.2671 | 40.0845 | 39.729 | 39.3823 | 39.039 | 38.696 | 38.351 | 38.0028 | 37.6507 | 37.2938 | 36.932 | 36.5647 | 36.1918 | 35.8129 | 35.4279 | 11.7242
INVESTOR YIELD
Total investment | Rs. Lakhs |  | 347.2824
Less: Project Loan | Rs. Lakhs |  | 243.0977
Less: Land Value | Rs. Lakhs |  | 0
Add: Negative Cash Flow from Project | Rs. Lakhs |  | 0
Less: Tax Saving | Rs. Lakhs |  | 0
Net investment | Rs. Lakhs |  | 104.1847
Operating cash inflow (post-tax) | Rs. Lakhs |  | 34.329 | 7.6734 | 10.0533 | 11.8902 | 13.7235 | 15.5529 | 17.3784 | 19.1997 | 13.6182 | 14.9679 | 34.2671 | 40.0845 | 39.729 | 39.3823 | 39.039 | 38.696 | 38.351 | 38.0028 | 37.6507 | 37.2938 | 36.932 | 36.5647 | 36.1918 | 35.8129 | 35.4279 | 11.7242
Investor Yield (post-tax) - 15 year avg | 25.43% |  | 65.9% | 7.365% | 9.649% | 11.41% | 13.17% | 14.93% | 16.68% | 18.43% | 13.07% | 14.37% | 32.89% | 38.47% | 38.13% | 37.8% | 37.47% | 37.14% | 36.81% | 36.48% | 36.14% | 35.8% | 35.45% | 35.1% | 34.74% | 34.37% | 34% | 22.51%
Investor yield (post tax) - 10 year avg | 15.2%
0.23025
MONTHLY CASH FLOW ANALYSIS
2019-11-30
Month Count |  |  | 0 | 1 | 2 | 3 | 4 | 5 | 6 | 7 | 8 | 9 | 10 | 11 | 12 | 13 | 14 | 15 | 16 | 17 | 18 | 19 | 20 | 21 | 22 | 23 | 24 | 25 | 26 | 27 | 28 | 29 | 30 | 31 | 32 | 33 | 34 | 35 | 36 | 37 | 38 | 39 | 40 | 41 | 42 | 43 | 44 | 45 | 46 | 47 | 48 | 49 | 50 | 51 | 52 | 53 | 54 | 55 | 56 | 57 | 58 | 59 | 60 | 61 | 62 | 63 | 64 | 65 | 66 | 67 | 68 | 69 | 70 | 71 | 72 | 73 | 74 | 75 | 76 | 77 | 78 | 79 | 80 | 81 | 82 | 83 | 84 | 85 | 86 | 87 | 88 | 89 | 90 | 91 | 92 | 93 | 94 | 95 | 96 | 97 | 98 | 99 | 100 | 101 | 102 | 103 | 104 | 105 | 106 | 107 | 108 | 109 | 110 | 111 | 112 | 113 | 114 | 115 | 116 | 117 | 118 | 119 | 120 | 121 | 122 | 123 | 124 | 125 | 126 | 127 | 128 | 129 | 130 | 131 | 132 | 133 | 134 | 135 | 136 | 137 | 138 | 139 | 140 | 141 | 142 | 143 | 144 | 145 | 146 | 147 | 148 | 149 | 150 | 151 | 152 | 153 | 154 | 155 | 156 | 157 | 158 | 159 | 160 | 161 | 162 | 163 | 164 | 165 | 166 | 167 | 168 | 169 | 170 | 171 | 172 | 173 | 174 | 175 | 176 | 177 | 178 | 179 | 180 | 181 | 182 | 183 | 184 | 185 | 186 | 187 | 188 | 189 | 190 | 191 | 192 | 193 | 194 | 195 | 196 | 197 | 198 | 199 | 200 | 201 | 202 | 203 | 204 | 205 | 206 | 207 | 208 | 209 | 210 | 211 | 212 | 213 | 214 | 215 | 216 | 217 | 218 | 219 | 220 | 221 | 222 | 223 | 224 | 225 | 226 | 227 | 228 | 229 | 230 | 231 | 232 | 233 | 234 | 235 | 236 | 237 | 238 | 239 | 240 | 241 | 242 | 243 | 244 | 245 | 246 | 247 | 248 | 249 | 250 | 251 | 252 | 253 | 254 | 255 | 256 | 257 | 258 | 259 | 260 | 261 | 262 | 263 | 264 | 265 | 266 | 267 | 268 | 269 | 270 | 271 | 272 | 273 | 274 | 275 | 276 | 277 | 278 | 279 | 280 | 281 | 282 | 283 | 284 | 285 | 286 | 287 | 288 | 289 | 290 | 291 | 292 | 293 | 294 | 295 | 296 | 297 | 298 | 299 | 300 | c
Quarter count |  |  | 0 | 1 | 1 | 2 | 2 | 2 | 3 | 3 | 3 | 4 | 4 | 4 | 5 | 5 | 5 | 6 | 6 | 6 | 7 | 7 | 7 | 8 | 8 | 8 | 9 | 9 | 9 | 10 | 10 | 10 | 11 | 11 | 11 | 12 | 12 | 12 | 13 | 13 | 13 | 14 | 14 | 14 | 15 | 15 | 15 | 16 | 16 | 16 | 17 | 17 | 17 | 18 | 18 | 18 | 19 | 19 | 19 | 20 | 20 | 20 | 21 | 21 | 21 | 22 | 22 | 22 | 23 | 23 | 23 | 24 | 24 | 24 | 25 | 25 | 25 | 26 | 26 | 26 | 27 | 27 | 27 | 28 | 28 | 28 | 29 | 29 | 29 | 30 | 30 | 30 | 31 | 31 | 31 | 32 | 32 | 32 | 33 | 33 | 33 | 34 | 34 | 34 | 35 | 35 | 35 | 36 | 36 | 36 | 37 | 37 | 37 | 38 | 38 | 38 | 39 | 39 | 39 | 40 | 40 | 40 | 41 | 41 | 41 | 42 | 42 | 42 | 43 | 43 | 43 | 44 | 44 | 44 | 45 | 45 | 45 | 46 | 46 | 46 | 47 | 47 | 47 | 48 | 48 | 48 | 49 | 49 | 49 | 50 | 50 | 50 | 51 | 51 | 51 | 52 | 52 | 52 | 53 | 53 | 53 | 54 | 54 | 54 | 55 | 55 | 55 | 56 | 56 | 56 | 57 | 57 | 57 | 58 | 58 | 58 | 59 | 59 | 59 | 60 | 60 | 60 | 61 | 61 | 61 | 62 | 62 | 62 | 63 | 63 | 63 | 64 | 64 | 64 | 65 | 65 | 65 | 66 | 66 | 66 | 67 | 67 | 67 | 68 | 68 | 68 | 69 | 69 | 69 | 70 | 70 | 70 | 71 | 71 | 71 | 72 | 72 | 72 | 73 | 73 | 73 | 74 | 74 | 74 | 75 | 75 | 75 | 76 | 76 | 76 | 77 | 77 | 77 | 78 | 78 | 78 | 79 | 79 | 79 | 80 | 80 | 80 | 81 | 81 | 81 | 82 | 82 | 82 | 83 | 83 | 83 | 84 | 84 | 84 | 85 | 85 | 85 | 86 | 86 | 86 | 87 | 87 | 87 | 88 | 88 | 88 | 89 | 89 | 89 | 90 | 90 | 90 | 91 | 91 | 91 | 92 | 92 | 92 | 93 | 93 | 93 | 94 | 94 | 94 | 95 | 95 | 95 | 96 | 96 | 96 | 97 | 97 | 97 | 98 | 98 | 98 | 99 | 99 | 99 | 100 | 100 | 100 | 101 | c
Month | [303 empty] | c | time axis 2025-07-01 to 2050-07-31
Quarter |  |  | 2025-09-30 | 2025-09-30 | 2025-09-30 | 2025-12-31 | 2025-12-31 | 2025-12-31 | 2026-03-31 | 2026-03-31 | 2026-03-31 | 2026-06-30 | 2026-06-30 | 2026-06-30 | 2026-09-30 | 2026-09-30 | 2026-09-30 | 2026-12-31 | 2026-12-31 | 2026-12-31 | 2027-03-31 | 2027-03-31 | 2027-03-31 | 2027-06-30 | 2027-06-30 | 2027-06-30 | 2027-09-30 | 2027-09-30 | 2027-09-30 | 2027-12-31 | 2027-12-31 | 2027-12-31 | 2028-03-31 | 2028-03-31 | 2028-03-31 | 2028-06-30 | 2028-06-30 | 2028-06-30 | 2028-09-30 | 2028-09-30 | 2028-09-30 | 2028-12-31 | 2028-12-31 | 2028-12-31 | 2029-03-31 | 2029-03-31 | 2029-03-31 | 2029-06-30 | 2029-06-30 | 2029-06-30 | 2029-09-30 | 2029-09-30 | 2029-09-30 | 2029-12-31 | 2029-12-31 | 2029-12-31 | 2030-03-31 | 2030-03-31 | 2030-03-31 | 2030-06-30 | 2030-06-30 | 2030-06-30 | 2030-09-30 | 2030-09-30 | 2030-09-30 | 2030-12-31 | 2030-12-31 | 2030-12-31 | 2031-03-31 | 2031-03-31 | 2031-03-31 | 2031-06-30 | 2031-06-30 | 2031-06-30 | 2031-09-30 | 2031-09-30 | 2031-09-30 | 2031-12-31 | 2031-12-31 | 2031-12-31 | 2032-03-31 | 2032-03-31 | 2032-03-31 | 2032-06-30 | 2032-06-30 | 2032-06-30 | 2032-09-30 | 2032-09-30 | 2032-09-30 | 2032-12-31 | 2032-12-31 | 2032-12-31 | 2033-03-31 | 2033-03-31 | 2033-03-31 | 2033-06-30 | 2033-06-30 | 2033-06-30 | 2033-09-30 | 2033-09-30 | 2033-09-30 | 2033-12-31 | 2033-12-31 | 2033-12-31 | 2034-03-31 | 2034-03-31 | 2034-03-31 | 2034-06-30 | 2034-06-30 | 2034-06-30 | 2034-09-30 | 2034-09-30 | 2034-09-30 | 2034-12-31 | 2034-12-31 | 2034-12-31 | 2035-03-31 | 2035-03-31 | 2035-03-31 | 2035-06-30 | 2035-06-30 | 2035-06-30 | 2035-09-30 | 2035-09-30 | 2035-09-30 | 2035-12-31 | 2035-12-31 | 2035-12-31 | 2036-03-31 | 2036-03-31 | 2036-03-31 | 2036-06-30 | 2036-06-30 | 2036-06-30 | 2036-09-30 | 2036-09-30 | 2036-09-30 | 2036-12-31 | 2036-12-31 | 2036-12-31 | 2037-03-31 | 2037-03-31 | 2037-03-31 | 2037-06-30 | 2037-06-30 | 2037-06-30 | 2037-09-30 | 2037-09-30 | 2037-09-30 | 2037-12-31 | 2037-12-31 | 2037-12-31 | 2038-03-31 | 2038-03-31 | 2038-03-31 | 2038-06-30 | 2038-06-30 | 2038-06-30 | 2038-09-30 | 2038-09-30 | 2038-09-30 | 2038-12-31 | 2038-12-31 | 2038-12-31 | 2039-03-31 | 2039-03-31 | 2039-03-31 | 2039-06-30 | 2039-06-30 | 2039-06-30 | 2039-09-30 | 2039-09-30 | 2039-09-30 | 2039-12-31 | 2039-12-31 | 2039-12-31 | 2040-03-31 | 2040-03-31 | 2040-03-31 | 2040-06-30 | 2040-06-30 | 2040-06-30 | 2040-09-30 | 2040-09-30 | 2040-09-30 | 2040-12-31 | 2040-12-31 | 2040-12-31 | 2041-03-31 | 2041-03-31 | 2041-03-31 | 2041-06-30 | 2041-06-30 | 2041-06-30 | 2041-09-30 | 2041-09-30 | 2041-09-30 | 2041-12-31 | 2041-12-31 | 2041-12-31 | 2042-03-31 | 2042-03-31 | 2042-03-31 | 2042-06-30 | 2042-06-30 | 2042-06-30 | 2042-09-30 | 2042-09-30 | 2042-09-30 | 2042-12-31 | 2042-12-31 | 2042-12-31 | 2043-03-31 | 2043-03-31 | 2043-03-31 | 2043-06-30 | 2043-06-30 | 2043-06-30 | 2043-09-30 | 2043-09-30 | 2043-09-30 | 2043-12-31 | 2043-12-31 | 2043-12-31 | 2044-03-31 | 2044-03-31 | 2044-03-31 | 2044-06-30 | 2044-06-30 | 2044-06-30 | 2044-09-30 | 2044-09-30 | 2044-09-30 | 2044-12-31 | 2044-12-31 | 2044-12-31 | 2045-03-31 | 2045-03-31 | 2045-03-31 | 2045-06-30 | 2045-06-30 | 2045-06-30 | 2045-09-30 | 2045-09-30 | 2045-09-30 | 2045-12-31 | 2045-12-31 | 2045-12-31 | 2046-03-31 | 2046-03-31 | 2046-03-31 | 2046-06-30 | 2046-06-30 | 2046-06-30 | 2046-09-30 | 2046-09-30 | 2046-09-30 | 2046-12-31 | 2046-12-31 | 2046-12-31 | 2047-03-31 | 2047-03-31 | 2047-03-31 | 2047-06-30 | 2047-06-30 | 2047-06-30 | 2047-09-30 | 2047-09-30 | 2047-09-30 | 2047-12-31 | 2047-12-31 | 2047-12-31 | 2048-03-31 | 2048-03-31 | 2048-03-31 | 2048-06-30 | 2048-06-30 | 2048-06-30 | 2048-09-30 | 2048-09-30 | 2048-09-30 | 2048-12-31 | 2048-12-31 | 2048-12-31 | 2049-03-31 | 2049-03-31 | 2049-03-31 | 2049-06-30 | 2049-06-30 | 2049-06-30 | 2049-09-30 | 2049-09-30 | 2049-09-30 | 2049-12-31 | 2049-12-31 | 2049-12-31 | 2050-03-31 | 2050-03-31 | 2050-03-31 | 2050-06-30 | 2050-06-30 | 2050-06-30 | 2050-09-30 | c
Financial Year |  |  | 2026-03-31 | 2026-03-31 | 2026-03-31 | 2026-03-31 | 2026-03-31 | 2026-03-31 | 2026-03-31 | 2026-03-31 | 2026-03-31 | 2027-03-31 | 2027-03-31 | 2027-03-31 | 2027-03-31 | 2027-03-31 | 2027-03-31 | 2027-03-31 | 2027-03-31 | 2027-03-31 | 2027-03-31 | 2027-03-31 | 2027-03-31 | 2028-03-31 | 2028-03-31 | 2028-03-31 | 2028-03-31 | 2028-03-31 | 2028-03-31 | 2028-03-31 | 2028-03-31 | 2028-03-31 | 2028-03-31 | 2028-03-31 | 2028-03-31 | 2029-03-31 | 2029-03-31 | 2029-03-31 | 2029-03-31 | 2029-03-31 | 2029-03-31 | 2029-03-31 | 2029-03-31 | 2029-03-31 | 2029-03-31 | 2029-03-31 | 2029-03-31 | 2030-03-31 | 2030-03-31 | 2030-03-31 | 2030-03-31 | 2030-03-31 | 2030-03-31 | 2030-03-31 | 2030-03-31 | 2030-03-31 | 2030-03-31 | 2030-03-31 | 2030-03-31 | 2031-03-31 | 2031-03-31 | 2031-03-31 | 2031-03-31 | 2031-03-31 | 2031-03-31 | 2031-03-31 | 2031-03-31 | 2031-03-31 | 2031-03-31 | 2031-03-31 | 2031-03-31 | 2032-03-31 | 2032-03-31 | 2032-03-31 | 2032-03-31 | 2032-03-31 | 2032-03-31 | 2032-03-31 | 2032-03-31 | 2032-03-31 | 2032-03-31 | 2032-03-31 | 2032-03-31 | 2033-03-31 | 2033-03-31 | 2033-03-31 | 2033-03-31 | 2033-03-31 | 2033-03-31 | 2033-03-31 | 2033-03-31 | 2033-03-31 | 2033-03-31 | 2033-03-31 | 2033-03-31 | 2034-03-31 | 2034-03-31 | 2034-03-31 | 2034-03-31 | 2034-03-31 | 2034-03-31 | 2034-03-31 | 2034-03-31 | 2034-03-31 | 2034-03-31 | 2034-03-31 | 2034-03-31 | 2035-03-31 | 2035-03-31 | 2035-03-31 | 2035-03-31 | 2035-03-31 | 2035-03-31 | 2035-03-31 | 2035-03-31 | 2035-03-31 | 2035-03-31 | 2035-03-31 | 2035-03-31 | 2036-03-31 | 2036-03-31 | 2036-03-31 | 2036-03-31 | 2036-03-31 | 2036-03-31 | 2036-03-31 | 2036-03-31 | 2036-03-31 | 2036-03-31 | 2036-03-31 | 2036-03-31 | 2037-03-31 | 2037-03-31 | 2037-03-31 | 2037-03-31 | 2037-03-31 | 2037-03-31 | 2037-03-31 | 2037-03-31 | 2037-03-31 | 2037-03-31 | 2037-03-31 | 2037-03-31 | 2038-03-31 | 2038-03-31 | 2038-03-31 | 2038-03-31 | 2038-03-31 | 2038-03-31 | 2038-03-31 | 2038-03-31 | 2038-03-31 | 2038-03-31 | 2038-03-31 | 2038-03-31 | 2039-03-31 | 2039-03-31 | 2039-03-31 | 2039-03-31 | 2039-03-31 | 2039-03-31 | 2039-03-31 | 2039-03-31 | 2039-03-31 | 2039-03-31 | 2039-03-31 | 2039-03-31 | 2040-03-31 | 2040-03-31 | 2040-03-31 | 2040-03-31 | 2040-03-31 | 2040-03-31 | 2040-03-31 | 2040-03-31 | 2040-03-31 | 2040-03-31 | 2040-03-31 | 2040-03-31 | 2041-03-31 | 2041-03-31 | 2041-03-31 | 2041-03-31 | 2041-03-31 | 2041-03-31 | 2041-03-31 | 2041-03-31 | 2041-03-31 | 2041-03-31 | 2041-03-31 | 2041-03-31 | 2042-03-31 | 2042-03-31 | 2042-03-31 | 2042-03-31 | 2042-03-31 | 2042-03-31 | 2042-03-31 | 2042-03-31 | 2042-03-31 | 2042-03-31 | 2042-03-31 | 2042-03-31 | 2043-03-31 | 2043-03-31 | 2043-03-31 | 2043-03-31 | 2043-03-31 | 2043-03-31 | 2043-03-31 | 2043-03-31 | 2043-03-31 | 2043-03-31 | 2043-03-31 | 2043-03-31 | 2044-03-31 | 2044-03-31 | 2044-03-31 | 2044-03-31 | 2044-03-31 | 2044-03-31 | 2044-03-31 | 2044-03-31 | 2044-03-31 | 2044-03-31 | 2044-03-31 | 2044-03-31 | 2045-03-31 | 2045-03-31 | 2045-03-31 | 2045-03-31 | 2045-03-31 | 2045-03-31 | 2045-03-31 | 2045-03-31 | 2045-03-31 | 2045-03-31 | 2045-03-31 | 2045-03-31 | 2046-03-31 | 2046-03-31 | 2046-03-31 | 2046-03-31 | 2046-03-31 | 2046-03-31 | 2046-03-31 | 2046-03-31 | 2046-03-31 | 2046-03-31 | 2046-03-31 | 2046-03-31 | 2047-03-31 | 2047-03-31 | 2047-03-31 | 2047-03-31 | 2047-03-31 | 2047-03-31 | 2047-03-31 | 2047-03-31 | 2047-03-31 | 2047-03-31 | 2047-03-31 | 2047-03-31 | 2048-03-31 | 2048-03-31 | 2048-03-31 | 2048-03-31 | 2048-03-31 | 2048-03-31 | 2048-03-31 | 2048-03-31 | 2048-03-31 | 2048-03-31 | 2048-03-31 | 2048-03-31 | 2049-03-31 | 2049-03-31 | 2049-03-31 | 2049-03-31 | 2049-03-31 | 2049-03-31 | 2049-03-31 | 2049-03-31 | 2049-03-31 | 2049-03-31 | 2049-03-31 | 2049-03-31 | 2050-03-31 | 2050-03-31 | 2050-03-31 | 2050-03-31 | 2050-03-31 | 2050-03-31 | 2050-03-31 | 2050-03-31 | 2050-03-31 | 2050-03-31 | 2050-03-31 | 2050-03-31 | 2051-03-31 | 2051-03-31 | 2051-03-31 | 2051-03-31 | c
Year Count FY |  |  | 1 | 1 | 1 | 1 | 1 | 1 | 1 | 1 | 1 | 2 | 2 | 2 | 2 | 2 | 2 | 2 | 2 | 2 | 2 | 2 | 2 | 3 | 3 | 3 | 3 | 3 | 3 | 3 | 3 | 3 | 3 | 3 | 3 | 4 | 4 | 4 | 4 | 4 | 4 | 4 | 4 | 4 | 4 | 4 | 4 | 5 | 5 | 5 | 5 | 5 | 5 | 5 | 5 | 5 | 5 | 5 | 5 | 6 | 6 | 6 | 6 | 6 | 6 | 6 | 6 | 6 | 6 | 6 | 6 | 7 | 7 | 7 | 7 | 7 | 7 | 7 | 7 | 7 | 7 | 7 | 7 | 8 | 8 | 8 | 8 | 8 | 8 | 8 | 8 | 8 | 8 | 8 | 8 | 9 | 9 | 9 | 9 | 9 | 9 | 9 | 9 | 9 | 9 | 9 | 9 | 10 | 10 | 10 | 10 | 10 | 10 | 10 | 10 | 10 | 10 | 10 | 10 | 11 | 11 | 11 | 11 | 11 | 11 | 11 | 11 | 11 | 11 | 11 | 11 | 12 | 12 | 12 | 12 | 12 | 12 | 12 | 12 | 12 | 12 | 12 | 12 | 13 | 13 | 13 | 13 | 13 | 13 | 13 | 13 | 13 | 13 | 13 | 13 | 14 | 14 | 14 | 14 | 14 | 14 | 14 | 14 | 14 | 14 | 14 | 14 | 15 | 15 | 15 | 15 | 15 | 15 | 15 | 15 | 15 | 15 | 15 | 15 | 16 | 16 | 16 | 16 | 16 | 16 | 16 | 16 | 16 | 16 | 16 | 16 | 17 | 17 | 17 | 17 | 17 | 17 | 17 | 17 | 17 | 17 | 17 | 17 | 18 | 18 | 18 | 18 | 18 | 18 | 18 | 18 | 18 | 18 | 18 | 18 | 19 | 19 | 19 | 19 | 19 | 19 | 19 | 19 | 19 | 19 | 19 | 19 | 20 | 20 | 20 | 20 | 20 | 20 | 20 | 20 | 20 | 20 | 20 | 20 | 21 | 21 | 21 | 21 | 21 | 21 | 21 | 21 | 21 | 21 | 21 | 21 | 22 | 22 | 22 | 22 | 22 | 22 | 22 | 22 | 22 | 22 | 22 | 22 | 23 | 23 | 23 | 23 | 23 | 23 | 23 | 23 | 23 | 23 | 23 | 23 | 24 | 24 | 24 | 24 | 24 | 24 | 24 | 24 | 24 | 24 | 24 | 24 | 25 | 25 | 25 | 25 | 25 | 25 | 25 | 25 | 25 | 25 | 25 | 25 | 26 | 26 | 26 | 26 | c
Year Count |  |  | 1 | 1 | 1 | 1 | 1 | 1 | 1 | 1 | 1 | 1 | 1 | 1 | 1 | 2 | 2 | 2 | 2 | 2 | 2 | 2 | 2 | 2 | 2 | 2 | 2 | 3 | 3 | 3 | 3 | 3 | 3 | 3 | 3 | 3 | 3 | 3 | 3 | 4 | 4 | 4 | 4 | 4 | 4 | 4 | 4 | 4 | 4 | 4 | 4 | 5 | 5 | 5 | 5 | 5 | 5 | 5 | 5 | 5 | 5 | 5 | 5 | 6 | 6 | 6 | 6 | 6 | 6 | 6 | 6 | 6 | 6 | 6 | 6 | 7 | 7 | 7 | 7 | 7 | 7 | 7 | 7 | 7 | 7 | 7 | 7 | 8 | 8 | 8 | 8 | 8 | 8 | 8 | 8 | 8 | 8 | 8 | 8 | 9 | 9 | 9 | 9 | 9 | 9 | 9 | 9 | 9 | 9 | 9 | 9 | 10 | 10 | 10 | 10 | 10 | 10 | 10 | 10 | 10 | 10 | 10 | 10 | 11 | 11 | 11 | 11 | 11 | 11 | 11 | 11 | 11 | 11 | 11 | 11 | 12 | 12 | 12 | 12 | 12 | 12 | 12 | 12 | 12 | 12 | 12 | 12 | 13 | 13 | 13 | 13 | 13 | 13 | 13 | 13 | 13 | 13 | 13 | 13 | 14 | 14 | 14 | 14 | 14 | 14 | 14 | 14 | 14 | 14 | 14 | 14 | 15 | 15 | 15 | 15 | 15 | 15 | 15 | 15 | 15 | 15 | 15 | 15 | 16 | 16 | 16 | 16 | 16 | 16 | 16 | 16 | 16 | 16 | 16 | 16 | 17 | 17 | 17 | 17 | 17 | 17 | 17 | 17 | 17 | 17 | 17 | 17 | 18 | 18 | 18 | 18 | 18 | 18 | 18 | 18 | 18 | 18 | 18 | 18 | 19 | 19 | 19 | 19 | 19 | 19 | 19 | 19 | 19 | 19 | 19 | 19 | 20 | 20 | 20 | 20 | 20 | 20 | 20 | 20 | 20 | 20 | 20 | 20 | 21 | 21 | 21 | 21 | 21 | 21 | 21 | 21 | 21 | 21 | 21 | 21 | 22 | 22 | 22 | 22 | 22 | 22 | 22 | 22 | 22 | 22 | 22 | 22 | 23 | 23 | 23 | 23 | 23 | 23 | 23 | 23 | 23 | 23 | 23 | 23 | 24 | 24 | 24 | 24 | 24 | 24 | 24 | 24 | 24 | 24 | 24 | 24 | 25 | 25 | 25 | 25 | 25 | 25 | 25 | 25 | 25 | 25 | 25 | 25 | c
Plant operational? | [303 empty] | c | bar: 2025-07-01 to 2050-07-31
REVENUE CALCULATIONS | [303 empty] | c
Gross Generation | Lakh kWh |  | 1.15 | 1.15 | 1.15 | 1.15 | 1.15 | 1.15 | 1.15 | 1.15 | 1.15 | 1.15 | 1.15 | 1.15 | 1.15 | 1.15 | 1.15 | 1.15 | 1.15 | 1.15 | 1.15 | 1.15 | 1.15 | 1.15 | 1.15 | 1.15 | 1.15 | 1.1454 | 1.1454 | 1.1454 | 1.1454 | 1.1454 | 1.1454 | 1.1454 | 1.1454 | 1.1454 | 1.1454 | 1.1454 | 1.1454 | 1.1408 | 1.1408 | 1.1408 | 1.1408 | 1.1408 | 1.1408 | 1.1408 | 1.1408 | 1.1408 | 1.1408 | 1.1408 | 1.1408 | 1.1363 | 1.1363 | 1.1363 | 1.1363 | 1.1363 | 1.1363 | 1.1363 | 1.1363 | 1.1363 | 1.1363 | 1.1363 | 1.1363 | 1.1317 | 1.1317 | 1.1317 | 1.1317 | 1.1317 | 1.1317 | 1.1317 | 1.1317 | 1.1317 | 1.1317 | 1.1317 | 1.1317 | 1.1272 | 1.1272 | 1.1272 | 1.1272 | 1.1272 | 1.1272 | 1.1272 | 1.1272 | 1.1272 | 1.1272 | 1.1272 | 1.1272 | 1.1227 | 1.1227 | 1.1227 | 1.1227 | 1.1227 | 1.1227 | 1.1227 | 1.1227 | 1.1227 | 1.1227 | 1.1227 | 1.1227 | 1.1182 | 1.1182 | 1.1182 | 1.1182 | 1.1182 | 1.1182 | 1.1182 | 1.1182 | 1.1182 | 1.1182 | 1.1182 | 1.1182 | 1.1137 | 1.1137 | 1.1137 | 1.1137 | 1.1137 | 1.1137 | 1.1137 | 1.1137 | 1.1137 | 1.1137 | 1.1137 | 1.1137 | 1.1093 | 1.1093 | 1.1093 | 1.1093 | 1.1093 | 1.1093 | 1.1093 | 1.1093 | 1.1093 | 1.1093 | 1.1093 | 1.1093 | 1.1048 | 1.1048 | 1.1048 | 1.1048 | 1.1048 | 1.1048 | 1.1048 | 1.1048 | 1.1048 | 1.1048 | 1.1048 | 1.1048 | 1.1004 | 1.1004 | 1.1004 | 1.1004 | 1.1004 | 1.1004 | 1.1004 | 1.1004 | 1.1004 | 1.1004 | 1.1004 | 1.1004 | 1.096 | 1.096 | 1.096 | 1.096 | 1.096 | 1.096 | 1.096 | 1.096 | 1.096 | 1.096 | 1.096 | 1.096 | 1.0916 | 1.0916 | 1.0916 | 1.0916 | 1.0916 | 1.0916 | 1.0916 | 1.0916 | 1.0916 | 1.0916 | 1.0916 | 1.0916 | 1.0872 | 1.0872 | 1.0872 | 1.0872 | 1.0872 | 1.0872 | 1.0872 | 1.0872 | 1.0872 | 1.0872 | 1.0872 | 1.0872 | 1.0829 | 1.0829 | 1.0829 | 1.0829 | 1.0829 | 1.0829 | 1.0829 | 1.0829 | 1.0829 | 1.0829 | 1.0829 | 1.0829 | 1.0786 | 1.0786 | 1.0786 | 1.0786 | 1.0786 | 1.0786 | 1.0786 | 1.0786 | 1.0786 | 1.0786 | 1.0786 | 1.0786 | 1.0743 | 1.0743 | 1.0743 | 1.0743 | 1.0743 | 1.0743 | 1.0743 | 1.0743 | 1.0743 | 1.0743 | 1.0743 | 1.0743 | 1.07 | 1.07 | 1.07 | 1.07 | 1.07 | 1.07 | 1.07 | 1.07 | 1.07 | 1.07 | 1.07 | 1.07 | 1.0657 | 1.0657 | 1.0657 | 1.0657 | 1.0657 | 1.0657 | 1.0657 | 1.0657 | 1.0657 | 1.0657 | 1.0657 | 1.0657 | 1.0614 | 1.0614 | 1.0614 | 1.0614 | 1.0614 | 1.0614 | 1.0614 | 1.0614 | 1.0614 | 1.0614 | 1.0614 | 1.0614 | 1.0572 | 1.0572 | 1.0572 | 1.0572 | 1.0572 | 1.0572 | 1.0572 | 1.0572 | 1.0572 | 1.0572 | 1.0572 | 1.0572 | 1.0529 | 1.0529 | 1.0529 | 1.0529 | 1.0529 | 1.0529 | 1.0529 | 1.0529 | 1.0529 | 1.0529 | 1.0529 | 1.0529 | 1.0487 | 1.0487 | 1.0487 | 1.0487 | 1.0487 | 1.0487 | 1.0487 | 1.0487 | 1.0487 | 1.0487 | 1.0487 | 1.0487 | c
Less Degradation | Lakh kWh |  | 1.15 | 0 | 0 | 0 | 0 | 0 | 0 | 0 | 0 | 0 | 0 | 0 | 0 | 0.0046 | 0.0046 | 0.0046 | 0.0046 | 0.0046 | 0.0046 | 0.0046 | 0.0046 | 0.0046 | 0.0046 | 0.0046 | 0.0046 | 0.0045816 | 0.0045816 | 0.0045816 | 0.0045816 | 0.0045816 | 0.0045816 | 0.0045816 | 0.0045816 | 0.0045816 | 0.0045816 | 0.0045816 | 0.0045816 | 0.0045633 | 0.0045633 | 0.0045633 | 0.0045633 | 0.0045633 | 0.0045633 | 0.0045633 | 0.0045633 | 0.0045633 | 0.0045633 | 0.0045633 | 0.0045633 | 0.004545 | 0.004545 | 0.004545 | 0.004545 | 0.004545 | 0.004545 | 0.004545 | 0.004545 | 0.004545 | 0.004545 | 0.004545 | 0.004545 | 0.0045268 | 0.0045268 | 0.0045268 | 0.0045268 | 0.0045268 | 0.0045268 | 0.0045268 | 0.0045268 | 0.0045268 | 0.0045268 | 0.0045268 | 0.0045268 | 0.0045087 | 0.0045087 | 0.0045087 | 0.0045087 | 0.0045087 | 0.0045087 | 0.0045087 | 0.0045087 | 0.0045087 | 0.0045087 | 0.0045087 | 0.0045087 | 0.0044907 | 0.0044907 | 0.0044907 | 0.0044907 | 0.0044907 | 0.0044907 | 0.0044907 | 0.0044907 | 0.0044907 | 0.0044907 | 0.0044907 | 0.0044907 | 0.0044727 | 0.0044727 | 0.0044727 | 0.0044727 | 0.0044727 | 0.0044727 | 0.0044727 | 0.0044727 | 0.0044727 | 0.0044727 | 0.0044727 | 0.0044727 | 0.0044548 | 0.0044548 | 0.0044548 | 0.0044548 | 0.0044548 | 0.0044548 | 0.0044548 | 0.0044548 | 0.0044548 | 0.0044548 | 0.0044548 | 0.0044548 | 0.004437 | 0.004437 | 0.004437 | 0.004437 | 0.004437 | 0.004437 | 0.004437 | 0.004437 | 0.004437 | 0.004437 | 0.004437 | 0.004437 | 0.0044193 | 0.0044193 | 0.0044193 | 0.0044193 | 0.0044193 | 0.0044193 | 0.0044193 | 0.0044193 | 0.0044193 | 0.0044193 | 0.0044193 | 0.0044193 | 0.0044016 | 0.0044016 | 0.0044016 | 0.0044016 | 0.0044016 | 0.0044016 | 0.0044016 | 0.0044016 | 0.0044016 | 0.0044016 | 0.0044016 | 0.0044016 | 0.004384 | 0.004384 | 0.004384 | 0.004384 | 0.004384 | 0.004384 | 0.004384 | 0.004384 | 0.004384 | 0.004384 | 0.004384 | 0.004384 | 0.0043665 | 0.0043665 | 0.0043665 | 0.0043665 | 0.0043665 | 0.0043665 | 0.0043665 | 0.0043665 | 0.0043665 | 0.0043665 | 0.0043665 | 0.0043665 | 0.004349 | 0.004349 | 0.004349 | 0.004349 | 0.004349 | 0.004349 | 0.004349 | 0.004349 | 0.004349 | 0.004349 | 0.004349 | 0.004349 | 0.0043316 | 0.0043316 | 0.0043316 | 0.0043316 | 0.0043316 | 0.0043316 | 0.0043316 | 0.0043316 | 0.0043316 | 0.0043316 | 0.0043316 | 0.0043316 | 0.0043143 | 0.0043143 | 0.0043143 | 0.0043143 | 0.0043143 | 0.0043143 | 0.0043143 | 0.0043143 | 0.0043143 | 0.0043143 | 0.0043143 | 0.0043143 | 0.004297 | 0.004297 | 0.004297 | 0.004297 | 0.004297 | 0.004297 | 0.004297 | 0.004297 | 0.004297 | 0.004297 | 0.004297 | 0.004297 | 0.0042798 | 0.0042798 | 0.0042798 | 0.0042798 | 0.0042798 | 0.0042798 | 0.0042798 | 0.0042798 | 0.0042798 | 0.0042798 | 0.0042798 | 0.0042798 | 0.0042627 | 0.0042627 | 0.0042627 | 0.0042627 | 0.0042627 | 0.0042627 | 0.0042627 | 0.0042627 | 0.0042627 | 0.0042627 | 0.0042627 | 0.0042627 | 0.0042457 | 0.0042457 | 0.0042457 | 0.0042457 | 0.0042457 | 0.0042457 | 0.0042457 | 0.0042457 | 0.0042457 | 0.0042457 | 0.0042457 | 0.0042457 | 0.0042287 | 0.0042287 | 0.0042287 | 0.0042287 | 0.0042287 | 0.0042287 | 0.0042287 | 0.0042287 | 0.0042287 | 0.0042287 | 0.0042287 | 0.0042287 | 0.0042118 | 0.0042118 | 0.0042118 | 0.0042118 | 0.0042118 | 0.0042118 | 0.0042118 | 0.0042118 | 0.0042118 | 0.0042118 | 0.0042118 | 0.0042118 | 0.0041949 | 0.0041949 | 0.0041949 | 0.0041949 | 0.0041949 | 0.0041949 | 0.0041949 | 0.0041949 | 0.0041949 | 0.0041949 | 0.0041949 | 0.0041949 | c
Net Generation | Lakh kWh |  | 0 | 1.15 | 1.15 | 1.15 | 1.15 | 1.15 | 1.15 | 1.15 | 1.15 | 1.15 | 1.15 | 1.15 | 1.15 | 1.1454 | 1.1454 | 1.1454 | 1.1454 | 1.1454 | 1.1454 | 1.1454 | 1.1454 | 1.1454 | 1.1454 | 1.1454 | 1.1454 | 1.1408 | 1.1408 | 1.1408 | 1.1408 | 1.1408 | 1.1408 | 1.1408 | 1.1408 | 1.1408 | 1.1408 | 1.1408 | 1.1408 | 1.1363 | 1.1363 | 1.1363 | 1.1363 | 1.1363 | 1.1363 | 1.1363 | 1.1363 | 1.1363 | 1.1363 | 1.1363 | 1.1363 | 1.1317 | 1.1317 | 1.1317 | 1.1317 | 1.1317 | 1.1317 | 1.1317 | 1.1317 | 1.1317 | 1.1317 | 1.1317 | 1.1317 | 1.1272 | 1.1272 | 1.1272 | 1.1272 | 1.1272 | 1.1272 | 1.1272 | 1.1272 | 1.1272 | 1.1272 | 1.1272 | 1.1272 | 1.1227 | 1.1227 | 1.1227 | 1.1227 | 1.1227 | 1.1227 | 1.1227 | 1.1227 | 1.1227 | 1.1227 | 1.1227 | 1.1227 | 1.1182 | 1.1182 | 1.1182 | 1.1182 | 1.1182 | 1.1182 | 1.1182 | 1.1182 | 1.1182 | 1.1182 | 1.1182 | 1.1182 | 1.1137 | 1.1137 | 1.1137 | 1.1137 | 1.1137 | 1.1137 | 1.1137 | 1.1137 | 1.1137 | 1.1137 | 1.1137 | 1.1137 | 1.1093 | 1.1093 | 1.1093 | 1.1093 | 1.1093 | 1.1093 | 1.1093 | 1.1093 | 1.1093 | 1.1093 | 1.1093 | 1.1093 | 1.1048 | 1.1048 | 1.1048 | 1.1048 | 1.1048 | 1.1048 | 1.1048 | 1.1048 | 1.1048 | 1.1048 | 1.1048 | 1.1048 | 1.1004 | 1.1004 | 1.1004 | 1.1004 | 1.1004 | 1.1004 | 1.1004 | 1.1004 | 1.1004 | 1.1004 | 1.1004 | 1.1004 | 1.096 | 1.096 | 1.096 | 1.096 | 1.096 | 1.096 | 1.096 | 1.096 | 1.096 | 1.096 | 1.096 | 1.096 | 1.0916 | 1.0916 | 1.0916 | 1.0916 | 1.0916 | 1.0916 | 1.0916 | 1.0916 | 1.0916 | 1.0916 | 1.0916 | 1.0916 | 1.0872 | 1.0872 | 1.0872 | 1.0872 | 1.0872 | 1.0872 | 1.0872 | 1.0872 | 1.0872 | 1.0872 | 1.0872 | 1.0872 | 1.0829 | 1.0829 | 1.0829 | 1.0829 | 1.0829 | 1.0829 | 1.0829 | 1.0829 | 1.0829 | 1.0829 | 1.0829 | 1.0829 | 1.0786 | 1.0786 | 1.0786 | 1.0786 | 1.0786 | 1.0786 | 1.0786 | 1.0786 | 1.0786 | 1.0786 | 1.0786 | 1.0786 | 1.0743 | 1.0743 | 1.0743 | 1.0743 | 1.0743 | 1.0743 | 1.0743 | 1.0743 | 1.0743 | 1.0743 | 1.0743 | 1.0743 | 1.07 | 1.07 | 1.07 | 1.07 | 1.07 | 1.07 | 1.07 | 1.07 | 1.07 | 1.07 | 1.07 | 1.07 | 1.0657 | 1.0657 | 1.0657 | 1.0657 | 1.0657 | 1.0657 | 1.0657 | 1.0657 | 1.0657 | 1.0657 | 1.0657 | 1.0657 | 1.0614 | 1.0614 | 1.0614 | 1.0614 | 1.0614 | 1.0614 | 1.0614 | 1.0614 | 1.0614 | 1.0614 | 1.0614 | 1.0614 | 1.0572 | 1.0572 | 1.0572 | 1.0572 | 1.0572 | 1.0572 | 1.0572 | 1.0572 | 1.0572 | 1.0572 | 1.0572 | 1.0572 | 1.0529 | 1.0529 | 1.0529 | 1.0529 | 1.0529 | 1.0529 | 1.0529 | 1.0529 | 1.0529 | 1.0529 | 1.0529 | 1.0529 | 1.0487 | 1.0487 | 1.0487 | 1.0487 | 1.0487 | 1.0487 | 1.0487 | 1.0487 | 1.0487 | 1.0487 | 1.0487 | 1.0487 | 1.0445 | 1.0445 | 1.0445 | 1.0445 | 1.0445 | 1.0445 | 1.0445 | 1.0445 | 1.0445 | 1.0445 | 1.0445 | 1.0445 | c
Downtime loss | Lakh kWh |  | 0 | 0 | 0 | 0 | 0 | 0 | 0 | 0 | 0 | 0 | 0 | 0 | 0 | 0 | 0 | 0 | 0 | 0 | 0 | 0 | 0 | 0 | 0 | 0 | 0 | 0 | 0 | 0 | 0 | 0 | 0 | 0 | 0 | 0 | 0 | 0 | 0 | 0 | 0 | 0 | 0 | 0 | 0 | 0 | 0 | 0 | 0 | 0 | 0 | 0 | 0 | 0 | 0 | 0 | 0 | 0 | 0 | 0 | 0 | 0 | 0 | 0 | 0 | 0 | 0 | 0 | 0 | 0 | 0 | 0 | 0 | 0 | 0 | 0 | 0 | 0 | 0 | 0 | 0 | 0 | 0 | 0 | 0 | 0 | 0 | 0 | 0 | 0 | 0 | 0 | 0 | 0 | 0 | 0 | 0 | 0 | 0 | 0 | 0 | 0 | 0 | 0 | 0 | 0 | 0 | 0 | 0 | 0 | 0 | 0 | 0 | 0 | 0 | 0 | 0 | 0 | 0 | 0 | 0 | 0 | 0 | 0 | 0 | 0 | 0 | 0 | 0 | 0 | 0 | 0 | 0 | 0 | 0 | 0 | 0 | 0 | 0 | 0 | 0 | 0 | 0 | 0 | 0 | 0 | 0 | 0 | 0 | 0 | 0 | 0 | 0 | 0 | 0 | 0 | 0 | 0 | 0 | 0 | 0 | 0 | 0 | 0 | 0 | 0 | 0 | 0 | 0 | 0 | 0 | 0 | 0 | 0 | 0 | 0 | 0 | 0 | 0 | 0 | 0 | 0 | 0 | 0 | 0 | 0 | 0 | 0 | 0 | 0 | 0 | 0 | 0 | 0 | 0 | 0 | 0 | 0 | 0 | 0 | 0 | 0 | 0 | 0 | 0 | 0 | 0 | 0 | 0 | 0 | 0 | 0 | 0 | 0 | 0 | 0 | 0 | 0 | 0 | 0 | 0 | 0 | 0 | 0 | 0 | 0 | 0 | 0 | 0 | 0 | 0 | 0 | 0 | 0 | 0 | 0 | 0 | 0 | 0 | 0 | 0 | 0 | 0 | 0 | 0 | 0 | 0 | 0 | 0 | 0 | 0 | 0 | 0 | 0 | 0 | 0 | 0 | 0 | 0 | 0 | 0 | 0 | 0 | 0 | 0 | 0 | 0 | 0 | 0 | 0 | 0 | 0 | 0 | 0 | 0 | 0 | 0 | 0 | 0 | 0 | 0 | 0 | 0 | 0 | 0 | 0 | 0 | 0 | 0 | 0 | 0 | 0 | 0 | 0 | 0 | 0 | 0 | 0 | 0 | 0 | 0 | 0 | 0 | c
Net Billable Generation | Lakh kWh |  | 0 | 1.15 | 1.15 | 1.15 | 1.15 | 1.15 | 1.15 | 1.15 | 1.15 | 1.15 | 1.15 | 1.15 | 1.15 | 1.1454 | 1.1454 | 1.1454 | 1.1454 | 1.1454 | 1.1454 | 1.1454 | 1.1454 | 1.1454 | 1.1454 | 1.1454 | 1.1454 | 1.1408 | 1.1408 | 1.1408 | 1.1408 | 1.1408 | 1.1408 | 1.1408 | 1.1408 | 1.1408 | 1.1408 | 1.1408 | 1.1408 | 1.1363 | 1.1363 | 1.1363 | 1.1363 | 1.1363 | 1.1363 | 1.1363 | 1.1363 | 1.1363 | 1.1363 | 1.1363 | 1.1363 | 1.1317 | 1.1317 | 1.1317 | 1.1317 | 1.1317 | 1.1317 | 1.1317 | 1.1317 | 1.1317 | 1.1317 | 1.1317 | 1.1317 | 1.1272 | 1.1272 | 1.1272 | 1.1272 | 1.1272 | 1.1272 | 1.1272 | 1.1272 | 1.1272 | 1.1272 | 1.1272 | 1.1272 | 1.1227 | 1.1227 | 1.1227 | 1.1227 | 1.1227 | 1.1227 | 1.1227 | 1.1227 | 1.1227 | 1.1227 | 1.1227 | 1.1227 | 1.1182 | 1.1182 | 1.1182 | 1.1182 | 1.1182 | 1.1182 | 1.1182 | 1.1182 | 1.1182 | 1.1182 | 1.1182 | 1.1182 | 1.1137 | 1.1137 | 1.1137 | 1.1137 | 1.1137 | 1.1137 | 1.1137 | 1.1137 | 1.1137 | 1.1137 | 1.1137 | 1.1137 | 1.1093 | 1.1093 | 1.1093 | 1.1093 | 1.1093 | 1.1093 | 1.1093 | 1.1093 | 1.1093 | 1.1093 | 1.1093 | 1.1093 | 1.1048 | 1.1048 | 1.1048 | 1.1048 | 1.1048 | 1.1048 | 1.1048 | 1.1048 | 1.1048 | 1.1048 | 1.1048 | 1.1048 | 1.1004 | 1.1004 | 1.1004 | 1.1004 | 1.1004 | 1.1004 | 1.1004 | 1.1004 | 1.1004 | 1.1004 | 1.1004 | 1.1004 | 1.096 | 1.096 | 1.096 | 1.096 | 1.096 | 1.096 | 1.096 | 1.096 | 1.096 | 1.096 | 1.096 | 1.096 | 1.0916 | 1.0916 | 1.0916 | 1.0916 | 1.0916 | 1.0916 | 1.0916 | 1.0916 | 1.0916 | 1.0916 | 1.0916 | 1.0916 | 1.0872 | 1.0872 | 1.0872 | 1.0872 | 1.0872 | 1.0872 | 1.0872 | 1.0872 | 1.0872 | 1.0872 | 1.0872 | 1.0872 | 1.0829 | 1.0829 | 1.0829 | 1.0829 | 1.0829 | 1.0829 | 1.0829 | 1.0829 | 1.0829 | 1.0829 | 1.0829 | 1.0829 | 1.0786 | 1.0786 | 1.0786 | 1.0786 | 1.0786 | 1.0786 | 1.0786 | 1.0786 | 1.0786 | 1.0786 | 1.0786 | 1.0786 | 1.0743 | 1.0743 | 1.0743 | 1.0743 | 1.0743 | 1.0743 | 1.0743 | 1.0743 | 1.0743 | 1.0743 | 1.0743 | 1.0743 | 1.07 | 1.07 | 1.07 | 1.07 | 1.07 | 1.07 | 1.07 | 1.07 | 1.07 | 1.07 | 1.07 | 1.07 | 1.0657 | 1.0657 | 1.0657 | 1.0657 | 1.0657 | 1.0657 | 1.0657 | 1.0657 | 1.0657 | 1.0657 | 1.0657 | 1.0657 | 1.0614 | 1.0614 | 1.0614 | 1.0614 | 1.0614 | 1.0614 | 1.0614 | 1.0614 | 1.0614 | 1.0614 | 1.0614 | 1.0614 | 1.0572 | 1.0572 | 1.0572 | 1.0572 | 1.0572 | 1.0572 | 1.0572 | 1.0572 | 1.0572 | 1.0572 | 1.0572 | 1.0572 | 1.0529 | 1.0529 | 1.0529 | 1.0529 | 1.0529 | 1.0529 | 1.0529 | 1.0529 | 1.0529 | 1.0529 | 1.0529 | 1.0529 | 1.0487 | 1.0487 | 1.0487 | 1.0487 | 1.0487 | 1.0487 | 1.0487 | 1.0487 | 1.0487 | 1.0487 | 1.0487 | 1.0487 | 1.0445 | 1.0445 | 1.0445 | 1.0445 | 1.0445 | 1.0445 | 1.0445 | 1.0445 | 1.0445 | 1.0445 | 1.0445 | 1.0445 | c
Avg tariff (after discounts) | Rs. / kWh |  | 4.1926 | 4.1926 | 4.1926 | 4.1926 | 4.1926 | 4.1926 | 4.1926 | 4.1926 | 4.1926 | 4.1926 | 4.1926 | 4.1926 | 4.1926 | 4.1926 | 4.1926 | 4.1926 | 4.1926 | 4.1926 | 4.1926 | 4.1926 | 4.1926 | 4.1926 | 4.1926 | 4.1926 | 4.1926 | 4.1926 | 4.1926 | 4.1926 | 4.1926 | 4.1926 | 4.1926 | 4.1926 | 4.1926 | 4.1926 | 4.1926 | 4.1926 | 4.1926 | 4.1926 | 4.1926 | 4.1926 | 4.1926 | 4.1926 | 4.1926 | 4.1926 | 4.1926 | 4.1926 | 4.1926 | 4.1926 | 4.1926 | 4.1926 | 4.1926 | 4.1926 | 4.1926 | 4.1926 | 4.1926 | 4.1926 | 4.1926 | 4.1926 | 4.1926 | 4.1926 | 4.1926 | 4.1926 | 4.1926 | 4.1926 | 4.1926 | 4.1926 | 4.1926 | 4.1926 | 4.1926 | 4.1926 | 4.1926 | 4.1926 | 4.1926 | 4.1926 | 4.1926 | 4.1926 | 4.1926 | 4.1926 | 4.1926 | 4.1926 | 4.1926 | 4.1926 | 4.1926 | 4.1926 | 4.1926 | 4.1926 | 4.1926 | 4.1926 | 4.1926 | 4.1926 | 4.1926 | 4.1926 | 4.1926 | 4.1926 | 4.1926 | 4.1926 | 4.1926 | 4.1926 | 4.1926 | 4.1926 | 4.1926 | 4.1926 | 4.1926 | 4.1926 | 4.1926 | 4.1926 | 4.1926 | 4.1926 | 4.1926 | 4.1926 | 4.1926 | 4.1926 | 4.1926 | 4.1926 | 4.1926 | 4.1926 | 4.1926 | 4.1926 | 4.1926 | 4.1926 | 4.1926 | 4.1926 | 4.1926 | 4.1926 | 4.1926 | 4.1926 | 4.1926 | 4.1926 | 4.1926 | 4.1926 | 4.1926 | 4.1926 | 4.1926 | 4.1926 | 4.1926 | 4.1926 | 4.1926 | 4.1926 | 4.1926 | 4.1926 | 4.1926 | 4.1926 | 4.1926 | 4.1926 | 4.1926 | 4.1926 | 4.1926 | 4.1926 | 4.1926 | 4.1926 | 4.1926 | 4.1926 | 4.1926 | 4.1926 | 4.1926 | 4.1926 | 4.1926 | 4.1926 | 4.1926 | 4.1926 | 4.1926 | 4.1926 | 4.1926 | 4.1926 | 4.1926 | 4.1926 | 4.1926 | 4.1926 | 4.1926 | 4.1926 | 4.1926 | 4.1926 | 4.1926 | 4.1926 | 4.1926 | 4.1926 | 4.1926 | 4.1926 | 4.1926 | 4.1926 | 4.1926 | 4.1926 | 4.1926 | 4.1926 | 4.1926 | 4.1926 | 4.1926 | 4.1926 | 4.1926 | 4.1926 | 4.1926 | 4.1926 | 4.1926 | 4.1926 | 4.1926 | 4.1926 | 4.1926 | 4.1926 | 4.1926 | 4.1926 | 4.1926 | 4.1926 | 4.1926 | 4.1926 | 4.1926 | 4.1926 | 4.1926 | 4.1926 | 4.1926 | 4.1926 | 4.1926 | 4.1926 | 4.1926 | 4.1926 | 4.1926 | 4.1926 | 4.1926 | 4.1926 | 4.1926 | 4.1926 | 4.1926 | 4.1926 | 4.1926 | 4.1926 | 4.1926 | 4.1926 | 4.1926 | 4.1926 | 4.1926 | 4.1926 | 4.1926 | 4.1926 | 4.1926 | 4.1926 | 4.1926 | 4.1926 | 4.1926 | 4.1926 | 4.1926 | 4.1926 | 4.1926 | 4.1926 | 4.1926 | 4.1926 | 4.1926 | 4.1926 | 4.1926 | 4.1926 | 4.1926 | 4.1926 | 4.1926 | 4.1926 | 4.1926 | 4.1926 | 4.1926 | 4.1926 | 4.1926 | 4.1926 | 4.1926 | 4.1926 | 4.1926 | 4.1926 | 4.1926 | 4.1926 | 4.1926 | 4.1926 | 4.1926 | 4.1926 | 4.1926 | 4.1926 | 4.1926 | 4.1926 | 4.1926 | 4.1926 | 4.1926 | 4.1926 | 4.1926 | 4.1926 | 4.1926 | 4.1926 | 4.1926 | 4.1926 | 4.1926 | 4.1926 | 4.1926 | 4.1926 | 4.1926 | 4.1926 | 4.1926 | 4.1926 | 4.1926 | 4.1926 | 4.1926 | 4.1926 | 4.1926 | 4.1926 | 4.1926 | 4.1926 | 4.1926 | 4.1926 | 4.1926 | c
Revenue from Power Portion | Rs. Lakhs |  | 0 | 4.8215 | 4.8215 | 4.8215 | 4.8215 | 4.8215 | 4.8215 | 4.8215 | 4.8215 | 4.8215 | 4.8215 | 4.8215 | 4.8215 | 4.8022 | 4.8022 | 4.8022 | 4.8022 | 4.8022 | 4.8022 | 4.8022 | 4.8022 | 4.8022 | 4.8022 | 4.8022 | 4.8022 | 4.783 | 4.783 | 4.783 | 4.783 | 4.783 | 4.783 | 4.783 | 4.783 | 4.783 | 4.783 | 4.783 | 4.783 | 4.7639 | 4.7639 | 4.7639 | 4.7639 | 4.7639 | 4.7639 | 4.7639 | 4.7639 | 4.7639 | 4.7639 | 4.7639 | 4.7639 | 4.7448 | 4.7448 | 4.7448 | 4.7448 | 4.7448 | 4.7448 | 4.7448 | 4.7448 | 4.7448 | 4.7448 | 4.7448 | 4.7448 | 4.7259 | 4.7259 | 4.7259 | 4.7259 | 4.7259 | 4.7259 | 4.7259 | 4.7259 | 4.7259 | 4.7259 | 4.7259 | 4.7259 | 4.707 | 4.707 | 4.707 | 4.707 | 4.707 | 4.707 | 4.707 | 4.707 | 4.707 | 4.707 | 4.707 | 4.707 | 4.6881 | 4.6881 | 4.6881 | 4.6881 | 4.6881 | 4.6881 | 4.6881 | 4.6881 | 4.6881 | 4.6881 | 4.6881 | 4.6881 | 4.6694 | 4.6694 | 4.6694 | 4.6694 | 4.6694 | 4.6694 | 4.6694 | 4.6694 | 4.6694 | 4.6694 | 4.6694 | 4.6694 | 4.6507 | 4.6507 | 4.6507 | 4.6507 | 4.6507 | 4.6507 | 4.6507 | 4.6507 | 4.6507 | 4.6507 | 4.6507 | 4.6507 | 4.6321 | 4.6321 | 4.6321 | 4.6321 | 4.6321 | 4.6321 | 4.6321 | 4.6321 | 4.6321 | 4.6321 | 4.6321 | 4.6321 | 4.6136 | 4.6136 | 4.6136 | 4.6136 | 4.6136 | 4.6136 | 4.6136 | 4.6136 | 4.6136 | 4.6136 | 4.6136 | 4.6136 | 4.5951 | 4.5951 | 4.5951 | 4.5951 | 4.5951 | 4.5951 | 4.5951 | 4.5951 | 4.5951 | 4.5951 | 4.5951 | 4.5951 | 4.5767 | 4.5767 | 4.5767 | 4.5767 | 4.5767 | 4.5767 | 4.5767 | 4.5767 | 4.5767 | 4.5767 | 4.5767 | 4.5767 | 4.5584 | 4.5584 | 4.5584 | 4.5584 | 4.5584 | 4.5584 | 4.5584 | 4.5584 | 4.5584 | 4.5584 | 4.5584 | 4.5584 | 4.5402 | 4.5402 | 4.5402 | 4.5402 | 4.5402 | 4.5402 | 4.5402 | 4.5402 | 4.5402 | 4.5402 | 4.5402 | 4.5402 | 4.522 | 4.522 | 4.522 | 4.522 | 4.522 | 4.522 | 4.522 | 4.522 | 4.522 | 4.522 | 4.522 | 4.522 | 4.5039 | 4.5039 | 4.5039 | 4.5039 | 4.5039 | 4.5039 | 4.5039 | 4.5039 | 4.5039 | 4.5039 | 4.5039 | 4.5039 | 4.4859 | 4.4859 | 4.4859 | 4.4859 | 4.4859 | 4.4859 | 4.4859 | 4.4859 | 4.4859 | 4.4859 | 4.4859 | 4.4859 | 4.468 | 4.468 | 4.468 | 4.468 | 4.468 | 4.468 | 4.468 | 4.468 | 4.468 | 4.468 | 4.468 | 4.468 | 4.4501 | 4.4501 | 4.4501 | 4.4501 | 4.4501 | 4.4501 | 4.4501 | 4.4501 | 4.4501 | 4.4501 | 4.4501 | 4.4501 | 4.4323 | 4.4323 | 4.4323 | 4.4323 | 4.4323 | 4.4323 | 4.4323 | 4.4323 | 4.4323 | 4.4323 | 4.4323 | 4.4323 | 4.4146 | 4.4146 | 4.4146 | 4.4146 | 4.4146 | 4.4146 | 4.4146 | 4.4146 | 4.4146 | 4.4146 | 4.4146 | 4.4146 | 4.3969 | 4.3969 | 4.3969 | 4.3969 | 4.3969 | 4.3969 | 4.3969 | 4.3969 | 4.3969 | 4.3969 | 4.3969 | 4.3969 | 4.3793 | 4.3793 | 4.3793 | 4.3793 | 4.3793 | 4.3793 | 4.3793 | 4.3793 | 4.3793 | 4.3793 | 4.3793 | 4.3793 | c
Discount for Prompt Payment | Rs. Lakhs |  | 0 | 0 | 0 | 0 | 0 | 0 | 0 | 0 | 0 | 0 | 0 | 0 | 0 | 0 | 0 | 0 | 0 | 0 | 0 | 0 | 0 | 0 | 0 | 0 | 0 | 0 | 0 | 0 | 0 | 0 | 0 | 0 | 0 | 0 | 0 | 0 | 0 | 0 | 0 | 0 | 0 | 0 | 0 | 0 | 0 | 0 | 0 | 0 | 0 | 0 | 0 | 0 | 0 | 0 | 0 | 0 | 0 | 0 | 0 | 0 | 0 | 0 | 0 | 0 | 0 | 0 | 0 | 0 | 0 | 0 | 0 | 0 | 0 | 0 | 0 | 0 | 0 | 0 | 0 | 0 | 0 | 0 | 0 | 0 | 0 | 0 | 0 | 0 | 0 | 0 | 0 | 0 | 0 | 0 | 0 | 0 | 0 | 0 | 0 | 0 | 0 | 0 | 0 | 0 | 0 | 0 | 0 | 0 | 0 | 0 | 0 | 0 | 0 | 0 | 0 | 0 | 0 | 0 | 0 | 0 | 0 | 0 | 0 | 0 | 0 | 0 | 0 | 0 | 0 | 0 | 0 | 0 | 0 | 0 | 0 | 0 | 0 | 0 | 0 | 0 | 0 | 0 | 0 | 0 | 0 | 0 | 0 | 0 | 0 | 0 | 0 | 0 | 0 | 0 | 0 | 0 | 0 | 0 | 0 | 0 | 0 | 0 | 0 | 0 | 0 | 0 | 0 | 0 | 0 | 0 | 0 | 0 | 0 | 0 | 0 | 0 | 0 | 0 | 0 | 0 | 0 | 0 | 0 | 0 | 0 | 0 | 0 | 0 | 0 | 0 | 0 | 0 | 0 | 0 | 0 | 0 | 0 | 0 | 0 | 0 | 0 | 0 | 0 | 0 | 0 | 0 | 0 | 0 | 0 | 0 | 0 | 0 | 0 | 0 | 0 | 0 | 0 | 0 | 0 | 0 | 0 | 0 | 0 | 0 | 0 | 0 | 0 | 0 | 0 | 0 | 0 | 0 | 0 | 0 | 0 | 0 | 0 | 0 | 0 | 0 | 0 | 0 | 0 | 0 | 0 | 0 | 0 | 0 | 0 | 0 | 0 | 0 | 0 | 0 | 0 | 0 | 0 | 0 | 0 | 0 | 0 | 0 | 0 | 0 | 0 | 0 | 0 | 0 | 0 | 0 | 0 | 0 | 0 | 0 | 0 | 0 | 0 | 0 | 0 | 0 | 0 | 0 | 0 | 0 | 0 | 0 | 0 | 0 | 0 | 0 | 0 | 0 | 0 | 0 | 0 | 0 | 0 | 0 | 0 | 0 | 0 | c
Total Revenue from Generation | Rs. Lakhs |  | 0 | 4.8215 | 4.8215 | 4.8215 | 4.8215 | 4.8215 | 4.8215 | 4.8215 | 4.8215 | 4.8215 | 4.8215 | 4.8215 | 4.8215 | 4.8022 | 4.8022 | 4.8022 | 4.8022 | 4.8022 | 4.8022 | 4.8022 | 4.8022 | 4.8022 | 4.8022 | 4.8022 | 4.8022 | 4.783 | 4.783 | 4.783 | 4.783 | 4.783 | 4.783 | 4.783 | 4.783 | 4.783 | 4.783 | 4.783 | 4.783 | 4.7639 | 4.7639 | 4.7639 | 4.7639 | 4.7639 | 4.7639 | 4.7639 | 4.7639 | 4.7639 | 4.7639 | 4.7639 | 4.7639 | 4.7448 | 4.7448 | 4.7448 | 4.7448 | 4.7448 | 4.7448 | 4.7448 | 4.7448 | 4.7448 | 4.7448 | 4.7448 | 4.7448 | 4.7259 | 4.7259 | 4.7259 | 4.7259 | 4.7259 | 4.7259 | 4.7259 | 4.7259 | 4.7259 | 4.7259 | 4.7259 | 4.7259 | 4.707 | 4.707 | 4.707 | 4.707 | 4.707 | 4.707 | 4.707 | 4.707 | 4.707 | 4.707 | 4.707 | 4.707 | 4.6881 | 4.6881 | 4.6881 | 4.6881 | 4.6881 | 4.6881 | 4.6881 | 4.6881 | 4.6881 | 4.6881 | 4.6881 | 4.6881 | 4.6694 | 4.6694 | 4.6694 | 4.6694 | 4.6694 | 4.6694 | 4.6694 | 4.6694 | 4.6694 | 4.6694 | 4.6694 | 4.6694 | 4.6507 | 4.6507 | 4.6507 | 4.6507 | 4.6507 | 4.6507 | 4.6507 | 4.6507 | 4.6507 | 4.6507 | 4.6507 | 4.6507 | 4.6321 | 4.6321 | 4.6321 | 4.6321 | 4.6321 | 4.6321 | 4.6321 | 4.6321 | 4.6321 | 4.6321 | 4.6321 | 4.6321 | 4.6136 | 4.6136 | 4.6136 | 4.6136 | 4.6136 | 4.6136 | 4.6136 | 4.6136 | 4.6136 | 4.6136 | 4.6136 | 4.6136 | 4.5951 | 4.5951 | 4.5951 | 4.5951 | 4.5951 | 4.5951 | 4.5951 | 4.5951 | 4.5951 | 4.5951 | 4.5951 | 4.5951 | 4.5767 | 4.5767 | 4.5767 | 4.5767 | 4.5767 | 4.5767 | 4.5767 | 4.5767 | 4.5767 | 4.5767 | 4.5767 | 4.5767 | 4.5584 | 4.5584 | 4.5584 | 4.5584 | 4.5584 | 4.5584 | 4.5584 | 4.5584 | 4.5584 | 4.5584 | 4.5584 | 4.5584 | 4.5402 | 4.5402 | 4.5402 | 4.5402 | 4.5402 | 4.5402 | 4.5402 | 4.5402 | 4.5402 | 4.5402 | 4.5402 | 4.5402 | 4.522 | 4.522 | 4.522 | 4.522 | 4.522 | 4.522 | 4.522 | 4.522 | 4.522 | 4.522 | 4.522 | 4.522 | 4.5039 | 4.5039 | 4.5039 | 4.5039 | 4.5039 | 4.5039 | 4.5039 | 4.5039 | 4.5039 | 4.5039 | 4.5039 | 4.5039 | 4.4859 | 4.4859 | 4.4859 | 4.4859 | 4.4859 | 4.4859 | 4.4859 | 4.4859 | 4.4859 | 4.4859 | 4.4859 | 4.4859 | 4.468 | 4.468 | 4.468 | 4.468 | 4.468 | 4.468 | 4.468 | 4.468 | 4.468 | 4.468 | 4.468 | 4.468 | 4.4501 | 4.4501 | 4.4501 | 4.4501 | 4.4501 | 4.4501 | 4.4501 | 4.4501 | 4.4501 | 4.4501 | 4.4501 | 4.4501 | 4.4323 | 4.4323 | 4.4323 | 4.4323 | 4.4323 | 4.4323 | 4.4323 | 4.4323 | 4.4323 | 4.4323 | 4.4323 | 4.4323 | 4.4146 | 4.4146 | 4.4146 | 4.4146 | 4.4146 | 4.4146 | 4.4146 | 4.4146 | 4.4146 | 4.4146 | 4.4146 | 4.4146 | 4.3969 | 4.3969 | 4.3969 | 4.3969 | 4.3969 | 4.3969 | 4.3969 | 4.3969 | 4.3969 | 4.3969 | 4.3969 | 4.3969 | 4.3793 | 4.3793 | 4.3793 | 4.3793 | 4.3793 | 4.3793 | 4.3793 | 4.3793 | 4.3793 | 4.3793 | 4.3793 | 4.3793 | c
c
EXPENSE CALCULATIONS | [303 empty] | c
O&M Expense | Rs. Lakhs |  | 0.3 | 0.3 | 0.3 | 0.3 | 0.3 | 0.3 | 0.3 | 0.3 | 0.3 | 0.309 | 0.309 | 0.309 | 0.309 | 0.309 | 0.309 | 0.309 | 0.309 | 0.309 | 0.309 | 0.309 | 0.309 | 0.31827 | 0.31827 | 0.31827 | 0.31827 | 0.31827 | 0.31827 | 0.31827 | 0.31827 | 0.31827 | 0.31827 | 0.31827 | 0.31827 | 0.32782 | 0.32782 | 0.32782 | 0.32782 | 0.32782 | 0.32782 | 0.32782 | 0.32782 | 0.32782 | 0.32782 | 0.32782 | 0.32782 | 0.33765 | 0.33765 | 0.33765 | 0.33765 | 0.33765 | 0.33765 | 0.33765 | 0.33765 | 0.33765 | 0.33765 | 0.33765 | 0.33765 | 0.34778 | 0.34778 | 0.34778 | 0.34778 | 0.34778 | 0.34778 | 0.34778 | 0.34778 | 0.34778 | 0.34778 | 0.34778 | 0.34778 | 0.35822 | 0.35822 | 0.35822 | 0.35822 | 0.35822 | 0.35822 | 0.35822 | 0.35822 | 0.35822 | 0.35822 | 0.35822 | 0.35822 | 0.36896 | 0.36896 | 0.36896 | 0.36896 | 0.36896 | 0.36896 | 0.36896 | 0.36896 | 0.36896 | 0.36896 | 0.36896 | 0.36896 | 0.38003 | 0.38003 | 0.38003 | 0.38003 | 0.38003 | 0.38003 | 0.38003 | 0.38003 | 0.38003 | 0.38003 | 0.38003 | 0.38003 | 0.39143 | 0.39143 | 0.39143 | 0.39143 | 0.39143 | 0.39143 | 0.39143 | 0.39143 | 0.39143 | 0.39143 | 0.39143 | 0.39143 | 0.40317 | 0.40317 | 0.40317 | 0.40317 | 0.40317 | 0.40317 | 0.40317 | 0.40317 | 0.40317 | 0.40317 | 0.40317 | 0.40317 | 0.41527 | 0.41527 | 0.41527 | 0.41527 | 0.41527 | 0.41527 | 0.41527 | 0.41527 | 0.41527 | 0.41527 | 0.41527 | 0.41527 | 0.42773 | 0.42773 | 0.42773 | 0.42773 | 0.42773 | 0.42773 | 0.42773 | 0.42773 | 0.42773 | 0.42773 | 0.42773 | 0.42773 | 0.44056 | 0.44056 | 0.44056 | 0.44056 | 0.44056 | 0.44056 | 0.44056 | 0.44056 | 0.44056 | 0.44056 | 0.44056 | 0.44056 | 0.45378 | 0.45378 | 0.45378 | 0.45378 | 0.45378 | 0.45378 | 0.45378 | 0.45378 | 0.45378 | 0.45378 | 0.45378 | 0.45378 | 0.46739 | 0.46739 | 0.46739 | 0.46739 | 0.46739 | 0.46739 | 0.46739 | 0.46739 | 0.46739 | 0.46739 | 0.46739 | 0.46739 | 0.48141 | 0.48141 | 0.48141 | 0.48141 | 0.48141 | 0.48141 | 0.48141 | 0.48141 | 0.48141 | 0.48141 | 0.48141 | 0.48141 | 0.49585 | 0.49585 | 0.49585 | 0.49585 | 0.49585 | 0.49585 | 0.49585 | 0.49585 | 0.49585 | 0.49585 | 0.49585 | 0.49585 | 0.51073 | 0.51073 | 0.51073 | 0.51073 | 0.51073 | 0.51073 | 0.51073 | 0.51073 | 0.51073 | 0.51073 | 0.51073 | 0.51073 | 0.52605 | 0.52605 | 0.52605 | 0.52605 | 0.52605 | 0.52605 | 0.52605 | 0.52605 | 0.52605 | 0.52605 | 0.52605 | 0.52605 | 0.54183 | 0.54183 | 0.54183 | 0.54183 | 0.54183 | 0.54183 | 0.54183 | 0.54183 | 0.54183 | 0.54183 | 0.54183 | 0.54183 | 0.55809 | 0.55809 | 0.55809 | 0.55809 | 0.55809 | 0.55809 | 0.55809 | 0.55809 | 0.55809 | 0.55809 | 0.55809 | 0.55809 | 0.57483 | 0.57483 | 0.57483 | 0.57483 | 0.57483 | 0.57483 | 0.57483 | 0.57483 | 0.57483 | 0.57483 | 0.57483 | 0.57483 | 0.59208 | 0.59208 | 0.59208 | 0.59208 | 0.59208 | 0.59208 | 0.59208 | 0.59208 | 0.59208 | 0.59208 | 0.59208 | 0.59208 | 0.60984 | 0.60984 | 0.60984 | 0.60984 | 0.60984 | 0.60984 | 0.60984 | 0.60984 | 0.60984 | 0.60984 | 0.60984 | 0.60984 | 0.62813 | 0.62813 | 0.62813 | 0.62813 | c
Insurance | Rs. Lakhs |  | 0.05788 | 0.05788 | 0.05788 | 0.05788 | 0.05788 | 0.05788 | 0.05788 | 0.05788 | 0.05788 | 0.055565 | 0.055565 | 0.055565 | 0.055565 | 0.055565 | 0.055565 | 0.055565 | 0.055565 | 0.055565 | 0.055565 | 0.055565 | 0.055565 | 0.05325 | 0.05325 | 0.05325 | 0.05325 | 0.05325 | 0.05325 | 0.05325 | 0.05325 | 0.05325 | 0.05325 | 0.05325 | 0.05325 | 0.050935 | 0.050935 | 0.050935 | 0.050935 | 0.050935 | 0.050935 | 0.050935 | 0.050935 | 0.050935 | 0.050935 | 0.050935 | 0.050935 | 0.04862 | 0.04862 | 0.04862 | 0.04862 | 0.04862 | 0.04862 | 0.04862 | 0.04862 | 0.04862 | 0.04862 | 0.04862 | 0.04862 | 0.046304 | 0.046304 | 0.046304 | 0.046304 | 0.046304 | 0.046304 | 0.046304 | 0.046304 | 0.046304 | 0.046304 | 0.046304 | 0.046304 | 0.043989 | 0.043989 | 0.043989 | 0.043989 | 0.043989 | 0.043989 | 0.043989 | 0.043989 | 0.043989 | 0.043989 | 0.043989 | 0.043989 | 0.041674 | 0.041674 | 0.041674 | 0.041674 | 0.041674 | 0.041674 | 0.041674 | 0.041674 | 0.041674 | 0.041674 | 0.041674 | 0.041674 | 0.039359 | 0.039359 | 0.039359 | 0.039359 | 0.039359 | 0.039359 | 0.039359 | 0.039359 | 0.039359 | 0.039359 | 0.039359 | 0.039359 | 0.037043 | 0.037043 | 0.037043 | 0.037043 | 0.037043 | 0.037043 | 0.037043 | 0.037043 | 0.037043 | 0.037043 | 0.037043 | 0.037043 | 0.034728 | 0.034728 | 0.034728 | 0.034728 | 0.034728 | 0.034728 | 0.034728 | 0.034728 | 0.034728 | 0.034728 | 0.034728 | 0.034728 | 0.032413 | 0.032413 | 0.032413 | 0.032413 | 0.032413 | 0.032413 | 0.032413 | 0.032413 | 0.032413 | 0.032413 | 0.032413 | 0.032413 | 0.030098 | 0.030098 | 0.030098 | 0.030098 | 0.030098 | 0.030098 | 0.030098 | 0.030098 | 0.030098 | 0.030098 | 0.030098 | 0.030098 | 0.027783 | 0.027783 | 0.027783 | 0.027783 | 0.027783 | 0.027783 | 0.027783 | 0.027783 | 0.027783 | 0.027783 | 0.027783 | 0.027783 | 0.025467 | 0.025467 | 0.025467 | 0.025467 | 0.025467 | 0.025467 | 0.025467 | 0.025467 | 0.025467 | 0.025467 | 0.025467 | 0.025467 | 0.023152 | 0.023152 | 0.023152 | 0.023152 | 0.023152 | 0.023152 | 0.023152 | 0.023152 | 0.023152 | 0.023152 | 0.023152 | 0.023152 | 0.020837 | 0.020837 | 0.020837 | 0.020837 | 0.020837 | 0.020837 | 0.020837 | 0.020837 | 0.020837 | 0.020837 | 0.020837 | 0.020837 | 0.018522 | 0.018522 | 0.018522 | 0.018522 | 0.018522 | 0.018522 | 0.018522 | 0.018522 | 0.018522 | 0.018522 | 0.018522 | 0.018522 | 0.016207 | 0.016207 | 0.016207 | 0.016207 | 0.016207 | 0.016207 | 0.016207 | 0.016207 | 0.016207 | 0.016207 | 0.016207 | 0.016207 | 0.013891 | 0.013891 | 0.013891 | 0.013891 | 0.013891 | 0.013891 | 0.013891 | 0.013891 | 0.013891 | 0.013891 | 0.013891 | 0.013891 | 0.011576 | 0.011576 | 0.011576 | 0.011576 | 0.011576 | 0.011576 | 0.011576 | 0.011576 | 0.011576 | 0.011576 | 0.011576 | 0.011576 | 0.0092609 | 0.0092609 | 0.0092609 | 0.0092609 | 0.0092609 | 0.0092609 | 0.0092609 | 0.0092609 | 0.0092609 | 0.0092609 | 0.0092609 | 0.0092609 | 0.0069456 | 0.0069456 | 0.0069456 | 0.0069456 | 0.0069456 | 0.0069456 | 0.0069456 | 0.0069456 | 0.0069456 | 0.0069456 | 0.0069456 | 0.0069456 | 0.0046304 | 0.0046304 | 0.0046304 | 0.0046304 | 0.0046304 | 0.0046304 | 0.0046304 | 0.0046304 | 0.0046304 | 0.0046304 | 0.0046304 | 0.0046304 | 0.0023152 | 0.0023152 | 0.0023152 | 0.0023152 | 0.0023152 | 0.0023152 | 0.0023152 | 0.0023152 | 0.0023152 | 0.0023152 | 0.0023152 | 0.0023152 | 0 | 0 | 0 | 0 | c
CMES support fee & compliance costs | Rs. Lakhs |  | 0.041667 | 0.041667 | 0.041667 | 0.041667 | 0.041667 | 0.041667 | 0.041667 | 0.041667 | 0.041667 | 0.041667 | 0.041667 | 0.041667 | 0.041667 | 0.042917 | 0.042917 | 0.042917 | 0.042917 | 0.042917 | 0.042917 | 0.042917 | 0.042917 | 0.042917 | 0.042917 | 0.042917 | 0.042917 | 0.044204 | 0.044204 | 0.044204 | 0.044204 | 0.044204 | 0.044204 | 0.044204 | 0.044204 | 0.044204 | 0.044204 | 0.044204 | 0.044204 | 0.04553 | 0.04553 | 0.04553 | 0.04553 | 0.04553 | 0.04553 | 0.04553 | 0.04553 | 0.04553 | 0.04553 | 0.04553 | 0.04553 | 0.046896 | 0.046896 | 0.046896 | 0.046896 | 0.046896 | 0.046896 | 0.046896 | 0.046896 | 0.046896 | 0.046896 | 0.046896 | 0.046896 | 0.048303 | 0.048303 | 0.048303 | 0.048303 | 0.048303 | 0.048303 | 0.048303 | 0.048303 | 0.048303 | 0.048303 | 0.048303 | 0.048303 | 0.049752 | 0.049752 | 0.049752 | 0.049752 | 0.049752 | 0.049752 | 0.049752 | 0.049752 | 0.049752 | 0.049752 | 0.049752 | 0.049752 | 0.051245 | 0.051245 | 0.051245 | 0.051245 | 0.051245 | 0.051245 | 0.051245 | 0.051245 | 0.051245 | 0.051245 | 0.051245 | 0.051245 | 0.052782 | 0.052782 | 0.052782 | 0.052782 | 0.052782 | 0.052782 | 0.052782 | 0.052782 | 0.052782 | 0.052782 | 0.052782 | 0.052782 | 0.054366 | 0.054366 | 0.054366 | 0.054366 | 0.054366 | 0.054366 | 0.054366 | 0.054366 | 0.054366 | 0.054366 | 0.054366 | 0.054366 | 0.055997 | 0.055997 | 0.055997 | 0.055997 | 0.055997 | 0.055997 | 0.055997 | 0.055997 | 0.055997 | 0.055997 | 0.055997 | 0.055997 | 0.057676 | 0.057676 | 0.057676 | 0.057676 | 0.057676 | 0.057676 | 0.057676 | 0.057676 | 0.057676 | 0.057676 | 0.057676 | 0.057676 | 0.059407 | 0.059407 | 0.059407 | 0.059407 | 0.059407 | 0.059407 | 0.059407 | 0.059407 | 0.059407 | 0.059407 | 0.059407 | 0.059407 | 0.061189 | 0.061189 | 0.061189 | 0.061189 | 0.061189 | 0.061189 | 0.061189 | 0.061189 | 0.061189 | 0.061189 | 0.061189 | 0.061189 | 0.063025 | 0.063025 | 0.063025 | 0.063025 | 0.063025 | 0.063025 | 0.063025 | 0.063025 | 0.063025 | 0.063025 | 0.063025 | 0.063025 | 0.064915 | 0.064915 | 0.064915 | 0.064915 | 0.064915 | 0.064915 | 0.064915 | 0.064915 | 0.064915 | 0.064915 | 0.064915 | 0.064915 | 0.066863 | 0.066863 | 0.066863 | 0.066863 | 0.066863 | 0.066863 | 0.066863 | 0.066863 | 0.066863 | 0.066863 | 0.066863 | 0.066863 | 0.068869 | 0.068869 | 0.068869 | 0.068869 | 0.068869 | 0.068869 | 0.068869 | 0.068869 | 0.068869 | 0.068869 | 0.068869 | 0.068869 | 0.070935 | 0.070935 | 0.070935 | 0.070935 | 0.070935 | 0.070935 | 0.070935 | 0.070935 | 0.070935 | 0.070935 | 0.070935 | 0.070935 | 0.073063 | 0.073063 | 0.073063 | 0.073063 | 0.073063 | 0.073063 | 0.073063 | 0.073063 | 0.073063 | 0.073063 | 0.073063 | 0.073063 | 0.075255 | 0.075255 | 0.075255 | 0.075255 | 0.075255 | 0.075255 | 0.075255 | 0.075255 | 0.075255 | 0.075255 | 0.075255 | 0.075255 | 0.077512 | 0.077512 | 0.077512 | 0.077512 | 0.077512 | 0.077512 | 0.077512 | 0.077512 | 0.077512 | 0.077512 | 0.077512 | 0.077512 | 0.079838 | 0.079838 | 0.079838 | 0.079838 | 0.079838 | 0.079838 | 0.079838 | 0.079838 | 0.079838 | 0.079838 | 0.079838 | 0.079838 | 0.082233 | 0.082233 | 0.082233 | 0.082233 | 0.082233 | 0.082233 | 0.082233 | 0.082233 | 0.082233 | 0.082233 | 0.082233 | 0.082233 | 0.0847 | 0.0847 | 0.0847 | 0.0847 | 0.0847 | 0.0847 | 0.0847 | 0.0847 | 0.0847 | 0.0847 | 0.0847 | 0.0847 | c
Net Service Tax Expense | Rs. Lakhs |  | 0.071918 | 0.071918 | 0.071918 | 0.071918 | 0.071918 | 0.071918 | 0.071918 | 0.071918 | 0.071918 | 0.073122 | 0.073122 | 0.073122 | 0.073122 | 0.073347 | 0.073347 | 0.073347 | 0.073347 | 0.073347 | 0.073347 | 0.073347 | 0.073347 | 0.074599 | 0.074599 | 0.074599 | 0.074599 | 0.07483 | 0.07483 | 0.07483 | 0.07483 | 0.07483 | 0.07483 | 0.07483 | 0.07483 | 0.076132 | 0.076132 | 0.076132 | 0.076132 | 0.076371 | 0.076371 | 0.076371 | 0.076371 | 0.076371 | 0.076371 | 0.076371 | 0.076371 | 0.077724 | 0.077724 | 0.077724 | 0.077724 | 0.07797 | 0.07797 | 0.07797 | 0.07797 | 0.07797 | 0.07797 | 0.07797 | 0.07797 | 0.079377 | 0.079377 | 0.079377 | 0.079377 | 0.07963 | 0.07963 | 0.07963 | 0.07963 | 0.07963 | 0.07963 | 0.07963 | 0.07963 | 0.081091 | 0.081091 | 0.081091 | 0.081091 | 0.081352 | 0.081352 | 0.081352 | 0.081352 | 0.081352 | 0.081352 | 0.081352 | 0.081352 | 0.08287 | 0.08287 | 0.08287 | 0.08287 | 0.083139 | 0.083139 | 0.083139 | 0.083139 | 0.083139 | 0.083139 | 0.083139 | 0.083139 | 0.084714 | 0.084714 | 0.084714 | 0.084714 | 0.084991 | 0.084991 | 0.084991 | 0.084991 | 0.084991 | 0.084991 | 0.084991 | 0.084991 | 0.086626 | 0.086626 | 0.086626 | 0.086626 | 0.086911 | 0.086911 | 0.086911 | 0.086911 | 0.086911 | 0.086911 | 0.086911 | 0.086911 | 0.088608 | 0.088608 | 0.088608 | 0.088608 | 0.088902 | 0.088902 | 0.088902 | 0.088902 | 0.088902 | 0.088902 | 0.088902 | 0.088902 | 0.090662 | 0.090662 | 0.090662 | 0.090662 | 0.090965 | 0.090965 | 0.090965 | 0.090965 | 0.090965 | 0.090965 | 0.090965 | 0.090965 | 0.09279 | 0.09279 | 0.09279 | 0.09279 | 0.093102 | 0.093102 | 0.093102 | 0.093102 | 0.093102 | 0.093102 | 0.093102 | 0.093102 | 0.094995 | 0.094995 | 0.094995 | 0.094995 | 0.095316 | 0.095316 | 0.095316 | 0.095316 | 0.095316 | 0.095316 | 0.095316 | 0.095316 | 0.097278 | 0.097278 | 0.097278 | 0.097278 | 0.097608 | 0.097608 | 0.097608 | 0.097608 | 0.097608 | 0.097608 | 0.097608 | 0.097608 | 0.099642 | 0.099642 | 0.099642 | 0.099642 | 0.099982 | 0.099982 | 0.099982 | 0.099982 | 0.099982 | 0.099982 | 0.099982 | 0.099982 | 0.10209 | 0.10209 | 0.10209 | 0.10209 | 0.10244 | 0.10244 | 0.10244 | 0.10244 | 0.10244 | 0.10244 | 0.10244 | 0.10244 | 0.10462 | 0.10462 | 0.10462 | 0.10462 | 0.10498 | 0.10498 | 0.10498 | 0.10498 | 0.10498 | 0.10498 | 0.10498 | 0.10498 | 0.10724 | 0.10724 | 0.10724 | 0.10724 | 0.10762 | 0.10762 | 0.10762 | 0.10762 | 0.10762 | 0.10762 | 0.10762 | 0.10762 | 0.10996 | 0.10996 | 0.10996 | 0.10996 | 0.11034 | 0.11034 | 0.11034 | 0.11034 | 0.11034 | 0.11034 | 0.11034 | 0.11034 | 0.11276 | 0.11276 | 0.11276 | 0.11276 | 0.11316 | 0.11316 | 0.11316 | 0.11316 | 0.11316 | 0.11316 | 0.11316 | 0.11316 | 0.11567 | 0.11567 | 0.11567 | 0.11567 | 0.11608 | 0.11608 | 0.11608 | 0.11608 | 0.11608 | 0.11608 | 0.11608 | 0.11608 | 0.11867 | 0.11867 | 0.11867 | 0.11867 | 0.11909 | 0.11909 | 0.11909 | 0.11909 | 0.11909 | 0.11909 | 0.11909 | 0.11909 | 0.12178 | 0.12178 | 0.12178 | 0.12178 | 0.12221 | 0.12221 | 0.12221 | 0.12221 | 0.12221 | 0.12221 | 0.12221 | 0.12221 | 0.12499 | 0.12499 | 0.12499 | 0.12499 | 0.12543 | 0.12543 | 0.12543 | 0.12543 | 0.12543 | 0.12543 | 0.12543 | 0.12543 | 0.12831 | 0.12831 | 0.12831 | 0.12831 | c
Total Expenses | Rs. Lakhs |  | 0.47147 | 0.47147 | 0.47147 | 0.47147 | 0.47147 | 0.47147 | 0.47147 | 0.47147 | 0.47147 | 0.47935 | 0.47935 | 0.47935 | 0.47935 | 0.48083 | 0.48083 | 0.48083 | 0.48083 | 0.48083 | 0.48083 | 0.48083 | 0.48083 | 0.48904 | 0.48904 | 0.48904 | 0.48904 | 0.49055 | 0.49055 | 0.49055 | 0.49055 | 0.49055 | 0.49055 | 0.49055 | 0.49055 | 0.49909 | 0.49909 | 0.49909 | 0.49909 | 0.50065 | 0.50065 | 0.50065 | 0.50065 | 0.50065 | 0.50065 | 0.50065 | 0.50065 | 0.50953 | 0.50953 | 0.50953 | 0.50953 | 0.51114 | 0.51114 | 0.51114 | 0.51114 | 0.51114 | 0.51114 | 0.51114 | 0.51114 | 0.52036 | 0.52036 | 0.52036 | 0.52036 | 0.52202 | 0.52202 | 0.52202 | 0.52202 | 0.52202 | 0.52202 | 0.52202 | 0.52202 | 0.5316 | 0.5316 | 0.5316 | 0.5316 | 0.53331 | 0.53331 | 0.53331 | 0.53331 | 0.53331 | 0.53331 | 0.53331 | 0.53331 | 0.54326 | 0.54326 | 0.54326 | 0.54326 | 0.54502 | 0.54502 | 0.54502 | 0.54502 | 0.54502 | 0.54502 | 0.54502 | 0.54502 | 0.55535 | 0.55535 | 0.55535 | 0.55535 | 0.55716 | 0.55716 | 0.55716 | 0.55716 | 0.55716 | 0.55716 | 0.55716 | 0.55716 | 0.56788 | 0.56788 | 0.56788 | 0.56788 | 0.56975 | 0.56975 | 0.56975 | 0.56975 | 0.56975 | 0.56975 | 0.56975 | 0.56975 | 0.58088 | 0.58088 | 0.58088 | 0.58088 | 0.5828 | 0.5828 | 0.5828 | 0.5828 | 0.5828 | 0.5828 | 0.5828 | 0.5828 | 0.59434 | 0.59434 | 0.59434 | 0.59434 | 0.59632 | 0.59632 | 0.59632 | 0.59632 | 0.59632 | 0.59632 | 0.59632 | 0.59632 | 0.60829 | 0.60829 | 0.60829 | 0.60829 | 0.61033 | 0.61033 | 0.61033 | 0.61033 | 0.61033 | 0.61033 | 0.61033 | 0.61033 | 0.62274 | 0.62274 | 0.62274 | 0.62274 | 0.62485 | 0.62485 | 0.62485 | 0.62485 | 0.62485 | 0.62485 | 0.62485 | 0.62485 | 0.63771 | 0.63771 | 0.63771 | 0.63771 | 0.63988 | 0.63988 | 0.63988 | 0.63988 | 0.63988 | 0.63988 | 0.63988 | 0.63988 | 0.65321 | 0.65321 | 0.65321 | 0.65321 | 0.65544 | 0.65544 | 0.65544 | 0.65544 | 0.65544 | 0.65544 | 0.65544 | 0.65544 | 0.66925 | 0.66925 | 0.66925 | 0.66925 | 0.67155 | 0.67155 | 0.67155 | 0.67155 | 0.67155 | 0.67155 | 0.67155 | 0.67155 | 0.68586 | 0.68586 | 0.68586 | 0.68586 | 0.68823 | 0.68823 | 0.68823 | 0.68823 | 0.68823 | 0.68823 | 0.68823 | 0.68823 | 0.70305 | 0.70305 | 0.70305 | 0.70305 | 0.70549 | 0.70549 | 0.70549 | 0.70549 | 0.70549 | 0.70549 | 0.70549 | 0.70549 | 0.72084 | 0.72084 | 0.72084 | 0.72084 | 0.72335 | 0.72335 | 0.72335 | 0.72335 | 0.72335 | 0.72335 | 0.72335 | 0.72335 | 0.73924 | 0.73924 | 0.73924 | 0.73924 | 0.74182 | 0.74182 | 0.74182 | 0.74182 | 0.74182 | 0.74182 | 0.74182 | 0.74182 | 0.75827 | 0.75827 | 0.75827 | 0.75827 | 0.76094 | 0.76094 | 0.76094 | 0.76094 | 0.76094 | 0.76094 | 0.76094 | 0.76094 | 0.77796 | 0.77796 | 0.77796 | 0.77796 | 0.7807 | 0.7807 | 0.7807 | 0.7807 | 0.7807 | 0.7807 | 0.7807 | 0.7807 | 0.79832 | 0.79832 | 0.79832 | 0.79832 | 0.80115 | 0.80115 | 0.80115 | 0.80115 | 0.80115 | 0.80115 | 0.80115 | 0.80115 | 0.81938 | 0.81938 | 0.81938 | 0.81938 | 0.82229 | 0.82229 | 0.82229 | 0.82229 | 0.82229 | 0.82229 | 0.82229 | 0.82229 | 0.84114 | 0.84114 | 0.84114 | 0.84114 | c
c
EBIDTA | Rs. Lakhs |  | -0.47147 | 4.3501 | 4.3501 | 4.3501 | 4.3501 | 4.3501 | 4.3501 | 4.3501 | 4.3501 | 4.3422 | 4.3422 | 4.3422 | 4.3422 | 4.3214 | 4.3214 | 4.3214 | 4.3214 | 4.3214 | 4.3214 | 4.3214 | 4.3214 | 4.3132 | 4.3132 | 4.3132 | 4.3132 | 4.2925 | 4.2925 | 4.2925 | 4.2925 | 4.2925 | 4.2925 | 4.2925 | 4.2925 | 4.2839 | 4.2839 | 4.2839 | 4.2839 | 4.2632 | 4.2632 | 4.2632 | 4.2632 | 4.2632 | 4.2632 | 4.2632 | 4.2632 | 4.2544 | 4.2544 | 4.2544 | 4.2544 | 4.2337 | 4.2337 | 4.2337 | 4.2337 | 4.2337 | 4.2337 | 4.2337 | 4.2337 | 4.2245 | 4.2245 | 4.2245 | 4.2245 | 4.2038 | 4.2038 | 4.2038 | 4.2038 | 4.2038 | 4.2038 | 4.2038 | 4.2038 | 4.1943 | 4.1943 | 4.1943 | 4.1943 | 4.1736 | 4.1736 | 4.1736 | 4.1736 | 4.1736 | 4.1736 | 4.1736 | 4.1736 | 4.1637 | 4.1637 | 4.1637 | 4.1637 | 4.1431 | 4.1431 | 4.1431 | 4.1431 | 4.1431 | 4.1431 | 4.1431 | 4.1431 | 4.1328 | 4.1328 | 4.1328 | 4.1328 | 4.1122 | 4.1122 | 4.1122 | 4.1122 | 4.1122 | 4.1122 | 4.1122 | 4.1122 | 4.1015 | 4.1015 | 4.1015 | 4.1015 | 4.0809 | 4.0809 | 4.0809 | 4.0809 | 4.0809 | 4.0809 | 4.0809 | 4.0809 | 4.0698 | 4.0698 | 4.0698 | 4.0698 | 4.0493 | 4.0493 | 4.0493 | 4.0493 | 4.0493 | 4.0493 | 4.0493 | 4.0493 | 4.0378 | 4.0378 | 4.0378 | 4.0378 | 4.0172 | 4.0172 | 4.0172 | 4.0172 | 4.0172 | 4.0172 | 4.0172 | 4.0172 | 4.0053 | 4.0053 | 4.0053 | 4.0053 | 3.9848 | 3.9848 | 3.9848 | 3.9848 | 3.9848 | 3.9848 | 3.9848 | 3.9848 | 3.9724 | 3.9724 | 3.9724 | 3.9724 | 3.9519 | 3.9519 | 3.9519 | 3.9519 | 3.9519 | 3.9519 | 3.9519 | 3.9519 | 3.939 | 3.939 | 3.939 | 3.939 | 3.9185 | 3.9185 | 3.9185 | 3.9185 | 3.9185 | 3.9185 | 3.9185 | 3.9185 | 3.9052 | 3.9052 | 3.9052 | 3.9052 | 3.8848 | 3.8848 | 3.8848 | 3.8848 | 3.8848 | 3.8848 | 3.8848 | 3.8848 | 3.8709 | 3.8709 | 3.8709 | 3.8709 | 3.8505 | 3.8505 | 3.8505 | 3.8505 | 3.8505 | 3.8505 | 3.8505 | 3.8505 | 3.8362 | 3.8362 | 3.8362 | 3.8362 | 3.8157 | 3.8157 | 3.8157 | 3.8157 | 3.8157 | 3.8157 | 3.8157 | 3.8157 | 3.8009 | 3.8009 | 3.8009 | 3.8009 | 3.7804 | 3.7804 | 3.7804 | 3.7804 | 3.7804 | 3.7804 | 3.7804 | 3.7804 | 3.7651 | 3.7651 | 3.7651 | 3.7651 | 3.7446 | 3.7446 | 3.7446 | 3.7446 | 3.7446 | 3.7446 | 3.7446 | 3.7446 | 3.7287 | 3.7287 | 3.7287 | 3.7287 | 3.7083 | 3.7083 | 3.7083 | 3.7083 | 3.7083 | 3.7083 | 3.7083 | 3.7083 | 3.6918 | 3.6918 | 3.6918 | 3.6918 | 3.6714 | 3.6714 | 3.6714 | 3.6714 | 3.6714 | 3.6714 | 3.6714 | 3.6714 | 3.6543 | 3.6543 | 3.6543 | 3.6543 | 3.6339 | 3.6339 | 3.6339 | 3.6339 | 3.6339 | 3.6339 | 3.6339 | 3.6339 | 3.6163 | 3.6163 | 3.6163 | 3.6163 | 3.5958 | 3.5958 | 3.5958 | 3.5958 | 3.5958 | 3.5958 | 3.5958 | 3.5958 | 3.5775 | 3.5775 | 3.5775 | 3.5775 | 3.557 | 3.557 | 3.557 | 3.557 | 3.557 | 3.557 | 3.557 | 3.557 | 3.5382 | 3.5382 | 3.5382 | 3.5382 | c
c
Interest | Rs. Lakhs |  | 1.8739 | 1.7906 | 1.7906 | 1.7437 | 1.7437 | 1.7437 | 1.6969 | 1.6969 | 1.6969 | 1.65 | 1.65 | 1.65 | 1.6032 | 1.6032 | 1.6032 | 1.5563 | 1.5563 | 1.5563 | 1.5095 | 1.5095 | 1.5095 | 1.4209 | 1.4209 | 1.4209 | 1.3753 | 1.3753 | 1.3753 | 1.3297 | 1.3297 | 1.3297 | 1.2841 | 1.2841 | 1.2841 | 1.2385 | 1.2385 | 1.2385 | 1.193 | 1.193 | 1.193 | 1.1474 | 1.1474 | 1.1474 | 1.1018 | 1.1018 | 1.1018 | 1.0562 | 1.0562 | 1.0562 | 1.0106 | 1.0106 | 1.0106 | 0.96505 | 0.96505 | 0.96505 | 0.91947 | 0.91947 | 0.91947 | 0.87389 | 0.87389 | 0.87389 | 0.82831 | 0.82831 | 0.82831 | 0.78273 | 0.78273 | 0.78273 | 0.73715 | 0.73715 | 0.73715 | 0.69157 | 0.69157 | 0.69157 | 0.64599 | 0.64599 | 0.64599 | 0.60041 | 0.60041 | 0.60041 | 0.55483 | 0.55483 | 0.55483 | 0.50925 | 0.50925 | 0.50925 | 0.46367 | 0.46367 | 0.46367 | 0.41808 | 0.41808 | 0.41808 | 0.3725 | 0.3725 | 0.3725 | 0.32692 | 0.32692 | 0.32692 | 0.28134 | 0.28134 | 0.28134 | 0.23576 | 0.23576 | 0.23576 | 0.19018 | 0.19018 | 0.19018 | 0.1446 | 0.1446 | 0.1446 | 0.099018 | 0.099018 | 0.099018 | 0.053438 | 0.053438 | 0.053438 | 0.0078569 | 0.0078569 | 0.0078569 | -0.037724 | -0.037724 | -0.037724 | 0 | 0 | 0 | 0 | 0 | 0 | 0 | 0 | 0 | 0 | 0 | 0 | 0 | 0 | 0 | 0 | 0 | 0 | 0 | 0 | 0 | 0 | 0 | 0 | 0 | 0 | 0 | 0 | 0 | 0 | 0 | 0 | 0 | 0 | 0 | 0 | 0 | 0 | 0 | 0 | 0 | 0 | 0 | 0 | 0 | 0 | 0 | 0 | 0 | 0 | 0 | 0 | 0 | 0 | 0 | 0 | 0 | 0 | 0 | 0 | 0 | 0 | 0 | 0 | 0 | 0 | 0 | 0 | 0 | 0 | 0 | 0 | 0 | 0 | 0 | 0 | 0 | 0 | 0 | 0 | 0 | 0 | 0 | 0 | 0 | 0 | 0 | 0 | 0 | 0 | 0 | 0 | 0 | 0 | 0 | 0 | 0 | 0 | 0 | 0 | 0 | 0 | 0 | 0 | 0 | 0 | 0 | 0 | 0 | 0 | 0 | 0 | 0 | 0 | 0 | 0 | 0 | 0 | 0 | 0 | 0 | 0 | 0 | 0 | 0 | 0 | 0 | 0 | 0 | 0 | 0 | 0 | 0 | 0 | 0 | 0 | 0 | 0 | 0 | 0 | 0 | 0 | 0 | 0 | 0 | 0 | 0 | 0 | 0 | 0 | 0 | 0 | 0 | 0 | 0 | 0 | 0 | 0 | 0 | 0 | 0 | 0 | 0 | 0 | 0 | 0 | 0 | 0 | 0 | 0 | 0 | 0 | 0 | 0 | 0 | 0 | 0 | 0 | 0 | 0 | 0 | c
c
EBDTA | Rs. Lakhs |  | -2.3453 | 2.5595 | 2.5595 | 2.6063 | 2.6063 | 2.6063 | 2.6532 | 2.6532 | 2.6532 | 2.6921 | 2.6921 | 2.6921 | 2.739 | 2.7182 | 2.7182 | 2.7651 | 2.7651 | 2.7651 | 2.8119 | 2.8119 | 2.8119 | 2.8923 | 2.8923 | 2.8923 | 2.9379 | 2.9172 | 2.9172 | 2.9628 | 2.9628 | 2.9628 | 3.0084 | 3.0084 | 3.0084 | 3.0454 | 3.0454 | 3.0454 | 3.091 | 3.0703 | 3.0703 | 3.1159 | 3.1159 | 3.1159 | 3.1614 | 3.1614 | 3.1614 | 3.1982 | 3.1982 | 3.1982 | 3.2437 | 3.2231 | 3.2231 | 3.2686 | 3.2686 | 3.2686 | 3.3142 | 3.3142 | 3.3142 | 3.3506 | 3.3506 | 3.3506 | 3.3962 | 3.3755 | 3.3755 | 3.4211 | 3.4211 | 3.4211 | 3.4667 | 3.4667 | 3.4667 | 3.5027 | 3.5027 | 3.5027 | 3.5483 | 3.5277 | 3.5277 | 3.5732 | 3.5732 | 3.5732 | 3.6188 | 3.6188 | 3.6188 | 3.6545 | 3.6545 | 3.6545 | 3.7 | 3.6794 | 3.6794 | 3.725 | 3.725 | 3.725 | 3.7706 | 3.7706 | 3.7706 | 3.8059 | 3.8059 | 3.8059 | 3.8514 | 3.8309 | 3.8309 | 3.8765 | 3.8765 | 3.8765 | 3.922 | 3.922 | 3.922 | 3.9569 | 3.9569 | 3.9569 | 4.0025 | 3.9819 | 3.9819 | 4.0275 | 4.0275 | 4.0275 | 4.0731 | 4.0731 | 4.0731 | 4.1075 | 4.1075 | 4.1075 | 4.0698 | 4.0493 | 4.0493 | 4.0493 | 4.0493 | 4.0493 | 4.0493 | 4.0493 | 4.0493 | 4.0378 | 4.0378 | 4.0378 | 4.0378 | 4.0172 | 4.0172 | 4.0172 | 4.0172 | 4.0172 | 4.0172 | 4.0172 | 4.0172 | 4.0053 | 4.0053 | 4.0053 | 4.0053 | 3.9848 | 3.9848 | 3.9848 | 3.9848 | 3.9848 | 3.9848 | 3.9848 | 3.9848 | 3.9724 | 3.9724 | 3.9724 | 3.9724 | 3.9519 | 3.9519 | 3.9519 | 3.9519 | 3.9519 | 3.9519 | 3.9519 | 3.9519 | 3.939 | 3.939 | 3.939 | 3.939 | 3.9185 | 3.9185 | 3.9185 | 3.9185 | 3.9185 | 3.9185 | 3.9185 | 3.9185 | 3.9052 | 3.9052 | 3.9052 | 3.9052 | 3.8848 | 3.8848 | 3.8848 | 3.8848 | 3.8848 | 3.8848 | 3.8848 | 3.8848 | 3.8709 | 3.8709 | 3.8709 | 3.8709 | 3.8505 | 3.8505 | 3.8505 | 3.8505 | 3.8505 | 3.8505 | 3.8505 | 3.8505 | 3.8362 | 3.8362 | 3.8362 | 3.8362 | 3.8157 | 3.8157 | 3.8157 | 3.8157 | 3.8157 | 3.8157 | 3.8157 | 3.8157 | 3.8009 | 3.8009 | 3.8009 | 3.8009 | 3.7804 | 3.7804 | 3.7804 | 3.7804 | 3.7804 | 3.7804 | 3.7804 | 3.7804 | 3.7651 | 3.7651 | 3.7651 | 3.7651 | 3.7446 | 3.7446 | 3.7446 | 3.7446 | 3.7446 | 3.7446 | 3.7446 | 3.7446 | 3.7287 | 3.7287 | 3.7287 | 3.7287 | 3.7083 | 3.7083 | 3.7083 | 3.7083 | 3.7083 | 3.7083 | 3.7083 | 3.7083 | 3.6918 | 3.6918 | 3.6918 | 3.6918 | 3.6714 | 3.6714 | 3.6714 | 3.6714 | 3.6714 | 3.6714 | 3.6714 | 3.6714 | 3.6543 | 3.6543 | 3.6543 | 3.6543 | 3.6339 | 3.6339 | 3.6339 | 3.6339 | 3.6339 | 3.6339 | 3.6339 | 3.6339 | 3.6163 | 3.6163 | 3.6163 | 3.6163 | 3.5958 | 3.5958 | 3.5958 | 3.5958 | 3.5958 | 3.5958 | 3.5958 | 3.5958 | 3.5775 | 3.5775 | 3.5775 | 3.5775 | 3.557 | 3.557 | 3.557 | 3.557 | 3.557 | 3.557 | 3.557 | 3.557 | 3.5382 | 3.5382 | 3.5382 | 3.5382 | c
c
Depreciation (Companies Act) | Rs. Lakhs |  | 1.0393 | 1.0393 | 1.0393 | 1.0393 | 1.0393 | 1.0393 | 1.0393 | 1.0393 | 1.0393 | 1.0422 | 1.0422 | 1.0422 | 1.0422 | 1.0422 | 1.0422 | 1.0422 | 1.0422 | 1.0422 | 1.0422 | 1.0422 | 1.0422 | 1.0422 | 1.0422 | 1.0422 | 1.0422 | 1.0422 | 1.0422 | 1.0422 | 1.0422 | 1.0422 | 1.0422 | 1.0422 | 1.0422 | 1.0422 | 1.0422 | 1.0422 | 1.0422 | 1.0422 | 1.0422 | 1.0422 | 1.0422 | 1.0422 | 1.0422 | 1.0422 | 1.0422 | 1.0422 | 1.0422 | 1.0422 | 1.0422 | 1.0422 | 1.0422 | 1.0422 | 1.0422 | 1.0422 | 1.0422 | 1.0422 | 1.0422 | 1.0422 | 1.0422 | 1.0422 | 1.0422 | 1.0422 | 1.0422 | 1.0422 | 1.0422 | 1.0422 | 1.0422 | 1.0422 | 1.0422 | 1.0422 | 1.0422 | 1.0422 | 1.0422 | 1.0422 | 1.0422 | 1.0422 | 1.0422 | 1.0422 | 1.0422 | 1.0422 | 1.0422 | 1.0422 | 1.0422 | 1.0422 | 1.0422 | 1.0422 | 1.0422 | 1.0422 | 1.0422 | 1.0422 | 1.0422 | 1.0422 | 1.0422 | 1.0422 | 1.0422 | 1.0422 | 1.0422 | 1.0422 | 1.0422 | 1.0422 | 1.0422 | 1.0422 | 1.0422 | 1.0422 | 1.0422 | 1.0422 | 1.0422 | 1.0422 | 1.0422 | 1.0422 | 1.0422 | 1.0422 | 1.0422 | 1.0422 | 1.0422 | 1.0422 | 1.0422 | 1.0422 | 1.0422 | 1.0422 | 1.0422 | 1.0422 | 1.0422 | 1.0422 | 1.0422 | 1.0422 | 1.0422 | 1.0422 | 1.0422 | 1.0422 | 1.0422 | 1.0422 | 1.0422 | 1.0422 | 1.0422 | 1.0422 | 1.0422 | 1.0422 | 1.0422 | 1.0422 | 1.0422 | 1.0422 | 1.0422 | 1.0422 | 1.0422 | 1.0422 | 1.0422 | 1.0422 | 1.0422 | 1.0422 | 1.0422 | 1.0422 | 1.0422 | 1.0422 | 1.0422 | 1.0422 | 1.0422 | 1.0422 | 1.0422 | 1.0422 | 1.0422 | 1.0422 | 1.0422 | 1.0422 | 1.0422 | 1.0422 | 1.0422 | 1.0422 | 1.0422 | 1.0422 | 1.0422 | 1.0422 | 1.0422 | 1.0422 | 1.0422 | 1.0422 | 1.0422 | 1.0422 | 1.0422 | 1.0422 | 1.0422 | 1.0422 | 1.0422 | 1.0422 | 1.0422 | 1.0422 | 1.0422 | 1.0422 | 1.0422 | 1.0422 | 1.0422 | 1.0422 | 1.0422 | 1.0422 | 1.0422 | 1.0422 | 1.0422 | 1.0422 | 1.0422 | 1.0422 | 1.0422 | 1.0422 | 1.0422 | 1.0422 | 1.0422 | 1.0422 | 1.0422 | 1.0422 | 1.0422 | 1.0422 | 1.0422 | 1.0422 | 1.0422 | 1.0422 | 1.0422 | 1.0422 | 1.0422 | 1.0422 | 1.0422 | 1.0422 | 1.0422 | 1.0422 | 1.0422 | 1.0422 | 1.0422 | 1.0422 | 1.0422 | 1.0422 | 1.0422 | 1.0422 | 1.0422 | 1.0422 | 1.0422 | 1.0422 | 1.0422 | 1.0422 | 1.0422 | 1.0422 | 1.0422 | 1.0422 | 1.0422 | 1.0422 | 1.0422 | 1.0422 | 1.0422 | 1.0422 | 1.0422 | 1.0422 | 1.0422 | 1.0422 | 1.0422 | 1.0422 | 1.0422 | 1.0422 | 1.0422 | 1.0422 | 1.0422 | 1.0422 | 1.0422 | 1.0422 | 1.0422 | 1.0422 | 1.0422 | 1.0422 | 1.0422 | 1.0422 | 1.0422 | 1.0422 | 1.0422 | 1.0422 | 1.0422 | 1.0422 | 1.0422 | 1.0422 | 1.0422 | 1.0422 | 1.0422 | 1.0422 | 1.0422 | 1.0422 | 1.0422 | 1.0422 | 1.0422 | 1.0422 | 1.0422 | 1.0422 | 1.0422 | 1.0422 | 1.0422 | 1.0422 | 1.0422 | 1.0422 | 1.0422 | 1.0422 | 1.0422 | 1.0422 | 1.0422 | 3.1265 | 3.1265 | 3.1265 | 3.1265 | c
c
EBT | Rs. Lakhs |  | -3.3847 | 1.5202 | 1.5202 | 1.567 | 1.567 | 1.567 | 1.6139 | 1.6139 | 1.6139 | 1.65 | 1.65 | 1.65 | 1.6968 | 1.676 | 1.676 | 1.7229 | 1.7229 | 1.7229 | 1.7697 | 1.7697 | 1.7697 | 1.8502 | 1.8502 | 1.8502 | 1.8957 | 1.875 | 1.875 | 1.9206 | 1.9206 | 1.9206 | 1.9662 | 1.9662 | 1.9662 | 2.0032 | 2.0032 | 2.0032 | 2.0488 | 2.0281 | 2.0281 | 2.0737 | 2.0737 | 2.0737 | 2.1193 | 2.1193 | 2.1193 | 2.156 | 2.156 | 2.156 | 2.2016 | 2.1809 | 2.1809 | 2.2265 | 2.2265 | 2.2265 | 2.2721 | 2.2721 | 2.2721 | 2.3084 | 2.3084 | 2.3084 | 2.354 | 2.3334 | 2.3334 | 2.3789 | 2.3789 | 2.3789 | 2.4245 | 2.4245 | 2.4245 | 2.4605 | 2.4605 | 2.4605 | 2.5061 | 2.4855 | 2.4855 | 2.5311 | 2.5311 | 2.5311 | 2.5766 | 2.5766 | 2.5766 | 2.6123 | 2.6123 | 2.6123 | 2.6579 | 2.6373 | 2.6373 | 2.6829 | 2.6829 | 2.6829 | 2.7284 | 2.7284 | 2.7284 | 2.7637 | 2.7637 | 2.7637 | 2.8093 | 2.7887 | 2.7887 | 2.8343 | 2.8343 | 2.8343 | 2.8799 | 2.8799 | 2.8799 | 2.9147 | 2.9147 | 2.9147 | 2.9603 | 2.9398 | 2.9398 | 2.9853 | 2.9853 | 2.9853 | 3.0309 | 3.0309 | 3.0309 | 3.0654 | 3.0654 | 3.0654 | 3.0276 | 3.0071 | 3.0071 | 3.0071 | 3.0071 | 3.0071 | 3.0071 | 3.0071 | 3.0071 | 2.9956 | 2.9956 | 2.9956 | 2.9956 | 2.9751 | 2.9751 | 2.9751 | 2.9751 | 2.9751 | 2.9751 | 2.9751 | 2.9751 | 2.9631 | 2.9631 | 2.9631 | 2.9631 | 2.9426 | 2.9426 | 2.9426 | 2.9426 | 2.9426 | 2.9426 | 2.9426 | 2.9426 | 2.9302 | 2.9302 | 2.9302 | 2.9302 | 2.9097 | 2.9097 | 2.9097 | 2.9097 | 2.9097 | 2.9097 | 2.9097 | 2.9097 | 2.8968 | 2.8968 | 2.8968 | 2.8968 | 2.8764 | 2.8764 | 2.8764 | 2.8764 | 2.8764 | 2.8764 | 2.8764 | 2.8764 | 2.863 | 2.863 | 2.863 | 2.863 | 2.8426 | 2.8426 | 2.8426 | 2.8426 | 2.8426 | 2.8426 | 2.8426 | 2.8426 | 2.8288 | 2.8288 | 2.8288 | 2.8288 | 2.8083 | 2.8083 | 2.8083 | 2.8083 | 2.8083 | 2.8083 | 2.8083 | 2.8083 | 2.794 | 2.794 | 2.794 | 2.794 | 2.7735 | 2.7735 | 2.7735 | 2.7735 | 2.7735 | 2.7735 | 2.7735 | 2.7735 | 2.7587 | 2.7587 | 2.7587 | 2.7587 | 2.7383 | 2.7383 | 2.7383 | 2.7383 | 2.7383 | 2.7383 | 2.7383 | 2.7383 | 2.7229 | 2.7229 | 2.7229 | 2.7229 | 2.7025 | 2.7025 | 2.7025 | 2.7025 | 2.7025 | 2.7025 | 2.7025 | 2.7025 | 2.6866 | 2.6866 | 2.6866 | 2.6866 | 2.6661 | 2.6661 | 2.6661 | 2.6661 | 2.6661 | 2.6661 | 2.6661 | 2.6661 | 2.6497 | 2.6497 | 2.6497 | 2.6497 | 2.6292 | 2.6292 | 2.6292 | 2.6292 | 2.6292 | 2.6292 | 2.6292 | 2.6292 | 2.6122 | 2.6122 | 2.6122 | 2.6122 | 2.5917 | 2.5917 | 2.5917 | 2.5917 | 2.5917 | 2.5917 | 2.5917 | 2.5917 | 2.5741 | 2.5741 | 2.5741 | 2.5741 | 2.5536 | 2.5536 | 2.5536 | 2.5536 | 2.5536 | 2.5536 | 2.5536 | 2.5536 | 2.5354 | 2.5354 | 2.5354 | 2.5354 | 2.5149 | 2.5149 | 2.5149 | 2.5149 | 2.5149 | 2.5149 | 2.5149 | 2.5149 | 0.41168 | 0.41168 | 0.41168 | 0.41168 | c
c
Tax | Rs. Lakhs |  | 0 | 0 | 0 | 0 | 0 | 0 | 0 | 0 | 0 | 0 | 0 | 0 | 0 | 0 | 0 | 0 | 0 | 0 | 0 | 0 | 0 | 0 | 0 | 0 | 0 | 0 | 0 | 0 | 0 | 0 | 0 | 0 | 0 | 0 | 0 | 0 | 0 | 0 | 0 | 0 | 0 | 0 | 0 | 0 | 0 | 0 | 0 | 0 | 0 | 0 | 0 | 0 | 0 | 0 | 0 | 0 | 0 | 0 | 0 | 0 | 0 | 0 | 0 | 0 | 0 | 0 | 0 | 0 | 0 | 0 | 0 | 0 | 0 | 0 | 0 | 0 | 0 | 0 | 0 | 0 | 0 | 0 | 0 | 0 | 0 | 0 | 0 | 0 | 0 | 0 | 0 | 0 | 0 | 0 | 0 | 0 | 0 | 0 | 0 | 0 | 0 | 0 | 0 | 0 | 7.3986 | 0 | 0 | 0 | 0 | 0 | 0 | 0 | 0 | 0 | 0 | 0 | 7.8614 | 0 | 0 | 0 | 0 | 0 | 0 | 0 | 0 | 0 | 0 | 0 | 8.1923 | 0 | 0 | 0 | 0 | 0 | 0 | 0 | 0 | 0 | 0 | 0 | 8.2044 | 0 | 0 | 0 | 0 | 0 | 0 | 0 | 0 | 0 | 0 | 0 | 8.1703 | 0 | 0 | 0 | 0 | 0 | 0 | 0 | 0 | 0 | 0 | 0 | 8.1223 | 0 | 0 | 0 | 0 | 0 | 0 | 0 | 0 | 0 | 0 | 0 | 8.0654 | 0 | 0 | 0 | 0 | 0 | 0 | 0 | 0 | 0 | 0 | 0 | 8.0029 | 0 | 0 | 0 | 0 | 0 | 0 | 0 | 0 | 0 | 0 | 0 | 7.9366 | 0 | 0 | 0 | 0 | 0 | 0 | 0 | 0 | 0 | 0 | 0 | 7.8675 | 0 | 0 | 0 | 0 | 0 | 0 | 0 | 0 | 0 | 0 | 0 | 7.7964 | 0 | 0 | 0 | 0 | 0 | 0 | 0 | 0 | 0 | 0 | 0 | 7.7236 | 0 | 0 | 0 | 0 | 0 | 0 | 0 | 0 | 0 | 0 | 0 | 7.6493 | 0 | 0 | 0 | 0 | 0 | 0 | 0 | 0 | 0 | 0 | 0 | 7.5736 | 0 | 0 | 0 | 0 | 0 | 0 | 0 | 0 | 0 | 0 | 0 | 7.4966 | 0 | 0 | 0 | 0 | 0 | 0 | 0 | 0 | 0 | 0 | 0 | 7.4183 | 0 | 0 | 0 | 0 | 0 | 0 | 0 | 0 | 0 | 0 | 0 | 7.3386 | 0 | 0 | 0 | 2.4286 | c
c
PAT | Rs. Lakhs |  | -3.3847 | 1.5202 | 1.5202 | 1.567 | 1.567 | 1.567 | 1.6139 | 1.6139 | 1.6139 | 1.65 | 1.65 | 1.65 | 1.6968 | 1.676 | 1.676 | 1.7229 | 1.7229 | 1.7229 | 1.7697 | 1.7697 | 1.7697 | 1.8502 | 1.8502 | 1.8502 | 1.8957 | 1.875 | 1.875 | 1.9206 | 1.9206 | 1.9206 | 1.9662 | 1.9662 | 1.9662 | 2.0032 | 2.0032 | 2.0032 | 2.0488 | 2.0281 | 2.0281 | 2.0737 | 2.0737 | 2.0737 | 2.1193 | 2.1193 | 2.1193 | 2.156 | 2.156 | 2.156 | 2.2016 | 2.1809 | 2.1809 | 2.2265 | 2.2265 | 2.2265 | 2.2721 | 2.2721 | 2.2721 | 2.3084 | 2.3084 | 2.3084 | 2.354 | 2.3334 | 2.3334 | 2.3789 | 2.3789 | 2.3789 | 2.4245 | 2.4245 | 2.4245 | 2.4605 | 2.4605 | 2.4605 | 2.5061 | 2.4855 | 2.4855 | 2.5311 | 2.5311 | 2.5311 | 2.5766 | 2.5766 | 2.5766 | 2.6123 | 2.6123 | 2.6123 | 2.6579 | 2.6373 | 2.6373 | 2.6829 | 2.6829 | 2.6829 | 2.7284 | 2.7284 | 2.7284 | 2.7637 | 2.7637 | 2.7637 | 2.8093 | 2.7887 | 2.7887 | 2.8343 | 2.8343 | 2.8343 | 2.8799 | 2.8799 | -4.5188 | 2.9147 | 2.9147 | 2.9147 | 2.9603 | 2.9398 | 2.9398 | 2.9853 | 2.9853 | 2.9853 | 3.0309 | 3.0309 | -4.8305 | 3.0654 | 3.0654 | 3.0654 | 3.0276 | 3.0071 | 3.0071 | 3.0071 | 3.0071 | 3.0071 | 3.0071 | 3.0071 | -5.1852 | 2.9956 | 2.9956 | 2.9956 | 2.9956 | 2.9751 | 2.9751 | 2.9751 | 2.9751 | 2.9751 | 2.9751 | 2.9751 | -5.2294 | 2.9631 | 2.9631 | 2.9631 | 2.9631 | 2.9426 | 2.9426 | 2.9426 | 2.9426 | 2.9426 | 2.9426 | 2.9426 | -5.2277 | 2.9302 | 2.9302 | 2.9302 | 2.9302 | 2.9097 | 2.9097 | 2.9097 | 2.9097 | 2.9097 | 2.9097 | 2.9097 | -5.2126 | 2.8968 | 2.8968 | 2.8968 | 2.8968 | 2.8764 | 2.8764 | 2.8764 | 2.8764 | 2.8764 | 2.8764 | 2.8764 | -5.189 | 2.863 | 2.863 | 2.863 | 2.863 | 2.8426 | 2.8426 | 2.8426 | 2.8426 | 2.8426 | 2.8426 | 2.8426 | -5.1603 | 2.8288 | 2.8288 | 2.8288 | 2.8288 | 2.8083 | 2.8083 | 2.8083 | 2.8083 | 2.8083 | 2.8083 | 2.8083 | -5.1283 | 2.794 | 2.794 | 2.794 | 2.794 | 2.7735 | 2.7735 | 2.7735 | 2.7735 | 2.7735 | 2.7735 | 2.7735 | -5.094 | 2.7587 | 2.7587 | 2.7587 | 2.7587 | 2.7383 | 2.7383 | 2.7383 | 2.7383 | 2.7383 | 2.7383 | 2.7383 | -5.0582 | 2.7229 | 2.7229 | 2.7229 | 2.7229 | 2.7025 | 2.7025 | 2.7025 | 2.7025 | 2.7025 | 2.7025 | 2.7025 | -5.0212 | 2.6866 | 2.6866 | 2.6866 | 2.6866 | 2.6661 | 2.6661 | 2.6661 | 2.6661 | 2.6661 | 2.6661 | 2.6661 | -4.9832 | 2.6497 | 2.6497 | 2.6497 | 2.6497 | 2.6292 | 2.6292 | 2.6292 | 2.6292 | 2.6292 | 2.6292 | 2.6292 | -4.9444 | 2.6122 | 2.6122 | 2.6122 | 2.6122 | 2.5917 | 2.5917 | 2.5917 | 2.5917 | 2.5917 | 2.5917 | 2.5917 | -4.9049 | 2.5741 | 2.5741 | 2.5741 | 2.5741 | 2.5536 | 2.5536 | 2.5536 | 2.5536 | 2.5536 | 2.5536 | 2.5536 | -4.8647 | 2.5354 | 2.5354 | 2.5354 | 2.5354 | 2.5149 | 2.5149 | 2.5149 | 2.5149 | 2.5149 | 2.5149 | 2.5149 | -4.8238 | 0.41168 | 0.41168 | 0.41168 | -2.0169 | c
c
c
Month | [303 empty] | c | time axis 2025-07-01 to 2050-07-31
Financial Year |  |  | 2026-03-31 | 2026-03-31 | 2026-03-31 | 2026-03-31 | 2026-03-31 | 2026-03-31 | 2026-03-31 | 2026-03-31 | 2026-03-31 | 2027-03-31 | 2027-03-31 | 2027-03-31 | 2027-03-31 | 2027-03-31 | 2027-03-31 | 2027-03-31 | 2027-03-31 | 2027-03-31 | 2027-03-31 | 2027-03-31 | 2027-03-31 | 2028-03-31 | 2028-03-31 | 2028-03-31 | 2028-03-31 | 2028-03-31 | 2028-03-31 | 2028-03-31 | 2028-03-31 | 2028-03-31 | 2028-03-31 | 2028-03-31 | 2028-03-31 | 2029-03-31 | 2029-03-31 | 2029-03-31 | 2029-03-31 | 2029-03-31 | 2029-03-31 | 2029-03-31 | 2029-03-31 | 2029-03-31 | 2029-03-31 | 2029-03-31 | 2029-03-31 | 2030-03-31 | 2030-03-31 | 2030-03-31 | 2030-03-31 | 2030-03-31 | 2030-03-31 | 2030-03-31 | 2030-03-31 | 2030-03-31 | 2030-03-31 | 2030-03-31 | 2030-03-31 | 2031-03-31 | 2031-03-31 | 2031-03-31 | 2031-03-31 | 2031-03-31 | 2031-03-31 | 2031-03-31 | 2031-03-31 | 2031-03-31 | 2031-03-31 | 2031-03-31 | 2031-03-31 | 2032-03-31 | 2032-03-31 | 2032-03-31 | 2032-03-31 | 2032-03-31 | 2032-03-31 | 2032-03-31 | 2032-03-31 | 2032-03-31 | 2032-03-31 | 2032-03-31 | 2032-03-31 | 2033-03-31 | 2033-03-31 | 2033-03-31 | 2033-03-31 | 2033-03-31 | 2033-03-31 | 2033-03-31 | 2033-03-31 | 2033-03-31 | 2033-03-31 | 2033-03-31 | 2033-03-31 | 2034-03-31 | 2034-03-31 | 2034-03-31 | 2034-03-31 | 2034-03-31 | 2034-03-31 | 2034-03-31 | 2034-03-31 | 2034-03-31 | 2034-03-31 | 2034-03-31 | 2034-03-31 | 2035-03-31 | 2035-03-31 | 2035-03-31 | 2035-03-31 | 2035-03-31 | 2035-03-31 | 2035-03-31 | 2035-03-31 | 2035-03-31 | 2035-03-31 | 2035-03-31 | 2035-03-31 | 2036-03-31 | 2036-03-31 | 2036-03-31 | 2036-03-31 | 2036-03-31 | 2036-03-31 | 2036-03-31 | 2036-03-31 | 2036-03-31 | 2036-03-31 | 2036-03-31 | 2036-03-31 | 2037-03-31 | 2037-03-31 | 2037-03-31 | 2037-03-31 | 2037-03-31 | 2037-03-31 | 2037-03-31 | 2037-03-31 | 2037-03-31 | 2037-03-31 | 2037-03-31 | 2037-03-31 | 2038-03-31 | 2038-03-31 | 2038-03-31 | 2038-03-31 | 2038-03-31 | 2038-03-31 | 2038-03-31 | 2038-03-31 | 2038-03-31 | 2038-03-31 | 2038-03-31 | 2038-03-31 | 2039-03-31 | 2039-03-31 | 2039-03-31 | 2039-03-31 | 2039-03-31 | 2039-03-31 | 2039-03-31 | 2039-03-31 | 2039-03-31 | 2039-03-31 | 2039-03-31 | 2039-03-31 | 2040-03-31 | 2040-03-31 | 2040-03-31 | 2040-03-31 | 2040-03-31 | 2040-03-31 | 2040-03-31 | 2040-03-31 | 2040-03-31 | 2040-03-31 | 2040-03-31 | 2040-03-31 | 2041-03-31 | 2041-03-31 | 2041-03-31 | 2041-03-31 | 2041-03-31 | 2041-03-31 | 2041-03-31 | 2041-03-31 | 2041-03-31 | 2041-03-31 | 2041-03-31 | 2041-03-31 | 2042-03-31 | 2042-03-31 | 2042-03-31 | 2042-03-31 | 2042-03-31 | 2042-03-31 | 2042-03-31 | 2042-03-31 | 2042-03-31 | 2042-03-31 | 2042-03-31 | 2042-03-31 | 2043-03-31 | 2043-03-31 | 2043-03-31 | 2043-03-31 | 2043-03-31 | 2043-03-31 | 2043-03-31 | 2043-03-31 | 2043-03-31 | 2043-03-31 | 2043-03-31 | 2043-03-31 | 2044-03-31 | 2044-03-31 | 2044-03-31 | 2044-03-31 | 2044-03-31 | 2044-03-31 | 2044-03-31 | 2044-03-31 | 2044-03-31 | 2044-03-31 | 2044-03-31 | 2044-03-31 | 2045-03-31 | 2045-03-31 | 2045-03-31 | 2045-03-31 | 2045-03-31 | 2045-03-31 | 2045-03-31 | 2045-03-31 | 2045-03-31 | 2045-03-31 | 2045-03-31 | 2045-03-31 | 2046-03-31 | 2046-03-31 | 2046-03-31 | 2046-03-31 | 2046-03-31 | 2046-03-31 | 2046-03-31 | 2046-03-31 | 2046-03-31 | 2046-03-31 | 2046-03-31 | 2046-03-31 | 2047-03-31 | 2047-03-31 | 2047-03-31 | 2047-03-31 | 2047-03-31 | 2047-03-31 | 2047-03-31 | 2047-03-31 | 2047-03-31 | 2047-03-31 | 2047-03-31 | 2047-03-31 | 2048-03-31 | 2048-03-31 | 2048-03-31 | 2048-03-31 | 2048-03-31 | 2048-03-31 | 2048-03-31 | 2048-03-31 | 2048-03-31 | 2048-03-31 | 2048-03-31 | 2048-03-31 | 2049-03-31 | 2049-03-31 | 2049-03-31 | 2049-03-31 | 2049-03-31 | 2049-03-31 | 2049-03-31 | 2049-03-31 | 2049-03-31 | 2049-03-31 | 2049-03-31 | 2049-03-31 | 2050-03-31 | 2050-03-31 | 2050-03-31 | 2050-03-31 | 2050-03-31 | 2050-03-31 | 2050-03-31 | 2050-03-31 | 2050-03-31 | 2050-03-31 | 2050-03-31 | 2050-03-31 | 2051-03-31 | 2051-03-31 | 2051-03-31 | 2051-03-31 | c
LOAN CALCULATIONS | [303 empty] | c
c
TOTAL LOAN VALUE | Rs. Lakhs |  | 2025-07-01: 243.0977 | c
c
Outstanding Loan | [303 empty] | c
Loan in repayment? |  |  | 2025-07-01: 0 | c
Loan Period |  |  | 2036-12-31: 0; 2037-01-31: TRUE | c
Opening Balance |  |  | 243.0977 | 243.0977 | 243.0977 | 237.0202 | 237.0202 | 237.0202 | 230.9428 | 230.9428 | 230.9428 | 224.8654 | 224.8654 | 224.8654 | 218.7879 | 218.7879 | 218.7879 | 212.7105 | 212.7105 | 212.7105 | 206.633 | 206.633 | 206.633 | 200.5556 | 200.5556 | 200.5556 | 194.4781 | 194.4781 | 194.4781 | 188.4007 | 188.4007 | 188.4007 | 182.3233 | 182.3233 | 182.3233 | 176.2458 | 176.2458 | 176.2458 | 170.1684 | 170.1684 | 170.1684 | 164.0909 | 164.0909 | 164.0909 | 158.0135 | 158.0135 | 158.0135 | 151.936 | 151.936 | 151.936 | 145.8586 | 145.8586 | 145.8586 | 139.7812 | 139.7812 | 139.7812 | 133.7037 | 133.7037 | 133.7037 | 127.6263 | 127.6263 | 127.6263 | 121.5488 | 121.5488 | 121.5488 | 115.4714 | 115.4714 | 115.4714 | 109.394 | 109.394 | 109.394 | 103.3165 | 103.3165 | 103.3165 | 97.2391 | 97.2391 | 97.2391 | 91.1616 | 91.1616 | 91.1616 | 85.0842 | 85.0842 | 85.0842 | 79.0067 | 79.0067 | 79.0067 | 72.9293 | 72.9293 | 72.9293 | 66.8519 | 66.8519 | 66.8519 | 60.7744 | 60.7744 | 60.7744 | 54.697 | 54.697 | 54.697 | 48.6195 | 48.6195 | 48.6195 | 42.5421 | 42.5421 | 42.5421 | 36.4647 | 36.4647 | 36.4647 | 30.3872 | 30.3872 | 30.3872 | 24.3098 | 24.3098 | 24.3098 | 18.2323 | 18.2323 | 18.2323 | 12.1549 | 12.1549 | 12.1549 | 6.0774 | 6.0774 | 6.0774 | 0 | 0 | 0 | 0 | 0 | 0 | 0 | 0 | 0 | 0 | 0 | 0 | 0 | 0 | 0 | 0 | 0 | 0 | 0 | 0 | 0 | 0 | 0 | 0 | 0 | 0 | 0 | 0 | 0 | 0 | 0 | 0 | 0 | 0 | 0 | 0 | 0 | 0 | 0 | 0 | 0 | 0 | 0 | 0 | 0 | 0 | 0 | 0 | 0 | 0 | 0 | 0 | 0 | 0 | 0 | 0 | 0 | 0 | 0 | 0 | 0 | 0 | 0 | 0 | 0 | 0 | 0 | 0 | 0 | 0 | 0 | 0 | 0 | 0 | 0 | 0 | 0 | 0 | 0 | 0 | 0 | 0 | 0 | 0 | 0 | 0 | 0 | 0 | 0 | 0 | 0 | 0 | 0 | 0 | 0 | 0 | 0 | 0 | 0 | 0 | 0 | 0 | 0 | 0 | 0 | 0 | 0 | 0 | 0 | 0 | 0 | 0 | 0 | 0 | 0 | 0 | 0 | 0 | 0 | 0 | 0 | 0 | 0 | 0 | 0 | 0 | 0 | 0 | 0 | 0 | 0 | 0 | 0 | 0 | 0 | 0 | 0 | 0 | 0 | 0 | 0 | 0 | 0 | 0 | 0 | 0 | 0 | 0 | 0 | 0 | 0 | 0 | 0 | 0 | 0 | 0 | 0 | 0 | 0 | 0 | 0 | 0 | 0 | 0 | 0 | 0 | 0 | 0 | 0 | 0 | 0 | 0 | 0 | 0 | 0 | 0 | 0 | 0 | 0 | 0 | 0 | c
Principal Repayment |  | 243.0977 | 0 | 0 | 6.0774 | 0 | 0 | 6.0774 | 0 | 0 | 6.0774 | 0 | 0 | 6.0774 | 0 | 0 | 6.0774 | 0 | 0 | 6.0774 | 0 | 0 | 6.0774 | 0 | 0 | 6.0774 | 0 | 0 | 6.0774 | 0 | 0 | 6.0774 | 0 | 0 | 6.0774 | 0 | 0 | 6.0774 | 0 | 0 | 6.0774 | 0 | 0 | 6.0774 | 0 | 0 | 6.0774 | 0 | 0 | 6.0774 | 0 | 0 | 6.0774 | 0 | 0 | 6.0774 | 0 | 0 | 6.0774 | 0 | 0 | 6.0774 | 0 | 0 | 6.0774 | 0 | 0 | 6.0774 | 0 | 0 | 6.0774 | 0 | 0 | 6.0774 | 0 | 0 | 6.0774 | 0 | 0 | 6.0774 | 0 | 0 | 6.0774 | 0 | 0 | 6.0774 | 0 | 0 | 6.0774 | 0 | 0 | 6.0774 | 0 | 0 | 6.0774 | 0 | 0 | 6.0774 | 0 | 0 | 6.0774 | 0 | 0 | 6.0774 | 0 | 0 | 6.0774 | 0 | 0 | 6.0774 | 0 | 0 | 6.0774 | 0 | 0 | 6.0774 | 0 | 0 | 6.0774 | 0 | 0 | 6.0774 | 0 | 0 | 0 | 0 | 0 | 0 | 0 | 0 | 0 | 0 | 0 | 0 | 0 | 0 | 0 | 0 | 0 | 0 | 0 | 0 | 0 | 0 | 0 | 0 | 0 | 0 | 0 | 0 | 0 | 0 | 0 | 0 | 0 | 0 | 0 | 0 | 0 | 0 | 0 | 0 | 0 | 0 | 0 | 0 | 0 | 0 | 0 | 0 | 0 | 0 | 0 | 0 | 0 | 0 | 0 | 0 | 0 | 0 | 0 | 0 | 0 | 0 | 0 | 0 | 0 | 0 | 0 | 0 | 0 | 0 | 0 | 0 | 0 | 0 | 0 | 0 | 0 | 0 | 0 | 0 | 0 | 0 | 0 | 0 | 0 | 0 | 0 | 0 | 0 | 0 | 0 | 0 | 0 | 0 | 0 | 0 | 0 | 0 | 0 | 0 | 0 | 0 | 0 | 0 | 0 | 0 | 0 | 0 | 0 | 0 | 0 | 0 | 0 | 0 | 0 | 0 | 0 | 0 | 0 | 0 | 0 | 0 | 0 | 0 | 0 | 0 | 0 | 0 | 0 | 0 | 0 | 0 | 0 | 0 | 0 | 0 | 0 | 0 | 0 | 0 | 0 | 0 | 0 | 0 | 0 | 0 | 0 | 0 | 0 | 0 | 0 | 0 | 0 | 0 | 0 | 0 | 0 | 0 | 0 | 0 | 0 | 0 | 0 | 0 | 0 | 0 | 0 | 0 | 0 | 0 | 0 | 0 | 0 | 0 | 0 | 0 | 0 | 0 | 0 | 0 | 0 | c
Closing Balance |  |  | 243.0977 | 243.0977 | 237.0202 | 237.0202 | 237.0202 | 230.9428 | 230.9428 | 230.9428 | 224.8654 | 224.8654 | 224.8654 | 218.7879 | 218.7879 | 218.7879 | 212.7105 | 212.7105 | 212.7105 | 206.633 | 206.633 | 206.633 | 200.5556 | 200.5556 | 200.5556 | 194.4781 | 194.4781 | 194.4781 | 188.4007 | 188.4007 | 188.4007 | 182.3233 | 182.3233 | 182.3233 | 176.2458 | 176.2458 | 176.2458 | 170.1684 | 170.1684 | 170.1684 | 164.0909 | 164.0909 | 164.0909 | 158.0135 | 158.0135 | 158.0135 | 151.936 | 151.936 | 151.936 | 145.8586 | 145.8586 | 145.8586 | 139.7812 | 139.7812 | 139.7812 | 133.7037 | 133.7037 | 133.7037 | 127.6263 | 127.6263 | 127.6263 | 121.5488 | 121.5488 | 121.5488 | 115.4714 | 115.4714 | 115.4714 | 109.394 | 109.394 | 109.394 | 103.3165 | 103.3165 | 103.3165 | 97.2391 | 97.2391 | 97.2391 | 91.1616 | 91.1616 | 91.1616 | 85.0842 | 85.0842 | 85.0842 | 79.0067 | 79.0067 | 79.0067 | 72.9293 | 72.9293 | 72.9293 | 66.8519 | 66.8519 | 66.8519 | 60.7744 | 60.7744 | 60.7744 | 54.697 | 54.697 | 54.697 | 48.6195 | 48.6195 | 48.6195 | 42.5421 | 42.5421 | 42.5421 | 36.4647 | 36.4647 | 36.4647 | 30.3872 | 30.3872 | 30.3872 | 24.3098 | 24.3098 | 24.3098 | 18.2323 | 18.2323 | 18.2323 | 12.1549 | 12.1549 | 12.1549 | 6.0774 | 6.0774 | 6.0774 | 0 | 0 | 0 | 0 | 0 | 0 | 0 | 0 | 0 | 0 | 0 | 0 | 0 | 0 | 0 | 0 | 0 | 0 | 0 | 0 | 0 | 0 | 0 | 0 | 0 | 0 | 0 | 0 | 0 | 0 | 0 | 0 | 0 | 0 | 0 | 0 | 0 | 0 | 0 | 0 | 0 | 0 | 0 | 0 | 0 | 0 | 0 | 0 | 0 | 0 | 0 | 0 | 0 | 0 | 0 | 0 | 0 | 0 | 0 | 0 | 0 | 0 | 0 | 0 | 0 | 0 | 0 | 0 | 0 | 0 | 0 | 0 | 0 | 0 | 0 | 0 | 0 | 0 | 0 | 0 | 0 | 0 | 0 | 0 | 0 | 0 | 0 | 0 | 0 | 0 | 0 | 0 | 0 | 0 | 0 | 0 | 0 | 0 | 0 | 0 | 0 | 0 | 0 | 0 | 0 | 0 | 0 | 0 | 0 | 0 | 0 | 0 | 0 | 0 | 0 | 0 | 0 | 0 | 0 | 0 | 0 | 0 | 0 | 0 | 0 | 0 | 0 | 0 | 0 | 0 | 0 | 0 | 0 | 0 | 0 | 0 | 0 | 0 | 0 | 0 | 0 | 0 | 0 | 0 | 0 | 0 | 0 | 0 | 0 | 0 | 0 | 0 | 0 | 0 | 0 | 0 | 0 | 0 | 0 | 0 | 0 | 0 | 0 | 0 | 0 | 0 | 0 | 0 | 0 | 0 | 0 | 0 | 0 | 0 | 0 | 0 | 0 | 0 | 0 | 0 | 0 | 0 | c
Repayment Schedule
Monthwise schedule |  |  | 0% | 0% | 2.5% | 0% | 0% | 2.5% | 0% | 0% | 2.5% | 0% | 0% | 2.5% | 0% | 0% | 2.5% | 0% | 0% | 2.5% | 0% | 0% | 2.5% | 0% | 0% | 2.5% | 0% | 0% | 2.5% | 0% | 0% | 2.5% | 0% | 0% | 2.5% | 0% | 0% | 2.5% | 0% | 0% | 2.5% | 0% | 0% | 2.5% | 0% | 0% | 2.5% | 0% | 0% | 2.5% | 0% | 0% | 2.5% | 0% | 0% | 2.5% | 0% | 0% | 2.5% | 0% | 0% | 2.5% | 0% | 0% | 2.5% | 0% | 0% | 2.5% | 0% | 0% | 2.5% | 0% | 0% | 2.5% | 0% | 0% | 2.5% | 0% | 0% | 2.5% | 0% | 0% | 2.5% | 0% | 0% | 2.5% | 0% | 0% | 2.5% | 0% | 0% | 2.5% | 0% | 0% | 2.5% | 0% | 0% | 2.5% | 0% | 0% | 2.5% | 0% | 0% | 2.5% | 0% | 0% | 2.5% | 0% | 0% | 2.5% | 0% | 0% | 2.5% | 0% | 0% | 2.5% | 0% | 0% | 2.5% | 0% | 0% | 2.5% | 0% | 0% | 0% | 0% | 0% | 0% | 0% | 0% | 0% | 0% | 0% | 0% | 0% | 0% | 0% | 0% | 0% | 0% | 0% | 0% | 0% | 0% | 0% | 0% | 0% | 0% | 0% | 0% | 0% | 0% | 0% | 0% | 0% | 0% | 0% | 0% | 0% | 0% | 0% | 0% | 0% | 0% | 0% | 0% | 0% | 0% | 0% | 0% | 0% | 0% | 0% | 0% | 0% | 0% | 0% | 0% | 0% | 0% | 0% | 0% | 0% | 0% | 0% | 0% | 0% | 0% | 0% | 0% | 0% | 0% | 0% | 0% | 0% | 0% | 0% | 0% | 0% | 0% | 0% | 0% | 0% | 0% | 0% | 0% | 0% | 0% | 0% | 0% | 0% | 0% | 0% | 0% | 0% | 0% | 0% | 0% | 0% | 0% | 0% | 0% | 0% | 0% | 0% | 0% | 0% | 0% | 0% | 0% | 0% | 0% | 0% | 0% | 0% | 0% | 0% | 0% | 0% | 0% | 0% | 0% | 0% | 0% | 0% | 0% | 0% | 0% | 0% | 0% | 0% | 0% | 0% | 0% | 0% | 0% | 0% | 0% | 0% | 0% | 0% | 0% | 0% | 0% | 0% | 0% | 0% | 0% | 0% | 0% | 0% | 0% | 0% | 0% | 0% | 0% | 0% | 0% | 0% | 0% | 0% | 0% | 0% | 0% | 0% | 0% | 0% | 0% | 0% | 0% | 0% | 0% | 0% | 0% | 0% | 0% | 0% | 0% | 0% | 0% | 0% | 0% | 0% | c
Interest Calculations |  |  | 2025-07-01: 1.3; 2025-08-31: 1.3; 2025-09-30: 1.3; 2025-10-31: 1.3; 2025-11-30: 1.3; 2025-12-31: 1.3; 2026-01-31: 1.3; 2026-02-28: 1.3; 2026-03-31: 1.3; 2026-04-30: 1.3; 2026-05-31: 1.3; 2026-06-30: 1.3; 2026-07-31: 1.3; 2026-08-31: 1.3; 2026-09-30: 1.3 | c
Interest Rate Applicable (Yearly) | % |  | 9.25% | 9.25% | 9.25% | 9.25% | 9.25% | 9.25% | 9.25% | 9.25% | 9.25% | 9.25% | 9.25% | 9.25% | 9.25% | 9.25% | 9.25% | 9.25% | 9.25% | 9.25% | 9.25% | 9.25% | 9.25% | 9% | 9% | 9% | 9% | 9% | 9% | 9% | 9% | 9% | 9% | 9% | 9% | 9% | 9% | 9% | 9% | 9% | 9% | 9% | 9% | 9% | 9% | 9% | 9% | 9% | 9% | 9% | 9% | 9% | 9% | 9% | 9% | 9% | 9% | 9% | 9% | 9% | 9% | 9% | 9% | 9% | 9% | 9% | 9% | 9% | 9% | 9% | 9% | 9% | 9% | 9% | 9% | 9% | 9% | 9% | 9% | 9% | 9% | 9% | 9% | 9% | 9% | 9% | 9% | 9% | 9% | 9% | 9% | 9% | 9% | 9% | 9% | 9% | 9% | 9% | 9% | 9% | 9% | 9% | 9% | 9% | 9% | 9% | 9% | 9% | 9% | 9% | 9% | 9% | 9% | 9% | 9% | 9% | 9% | 9% | 9% | 9% | 9% | 9% | 9% | 9% | 9% | 9% | 9% | 9% | 9% | 9% | 9% | 9% | 9% | 9% | 9% | 9% | 9% | 9% | 9% | 9% | 9% | 9% | 9% | 9% | 9% | 9% | 9% | 9% | 9% | 9% | 9% | 9% | 9% | 9% | 9% | 9% | 9% | 9% | 9% | 9% | 9% | 9% | 9% | 9% | 9% | 9% | 9% | 9% | 9% | 9% | 9% | 9% | 9% | 9% | 9% | 9% | 9% | 9% | 9% | 9% | 9% | 9% | 9% | 9% | 9% | 9% | 9% | 9% | 9% | 9% | 9% | 9% | 9% | 9% | 9% | 9% | 9% | 9% | 9% | 9% | 9% | 9% | 9% | 9% | 9% | 9% | 9% | 9% | 9% | 9% | 9% | 9% | 9% | 9% | 9% | 9% | 9% | 9% | 9% | 9% | 9% | 9% | 9% | 9% | 9% | 9% | 9% | 9% | 9% | 9% | 9% | 9% | 9% | 9% | 9% | 9% | 9% | 9% | 9% | 9% | 9% | 9% | 9% | 9% | 9% | 9% | 9% | 9% | 9% | 9% | 9% | 9% | 9% | 9% | 9% | 9% | 9% | 9% | 9% | 9% | 9% | 9% | 9% | 9% | 9% | 9% | 9% | 9% | 9% | 9% | 9% | 9% | 9% | 9% | 9% | 9% | 9% | 9% | 9% | 9% | 9% | 9% | 9% | 9% | 9% | 9% | 9% | 9% | 9% | 9% | 9% | 9% | 9% | 9% | 9% | 9% | 9% | 9% | 9% | 9% | 9% | 9% | 9% | c
Interest Payment | Rs. Lakhs |  | 1.8739 | 1.8739 | 1.8739 | 1.827 | 1.827 | 1.827 | 1.7802 | 1.7802 | 1.7802 | 1.7333 | 1.7333 | 1.7333 | 1.6865 | 1.6865 | 1.6865 | 1.6396 | 1.6396 | 1.6396 | 1.5928 | 1.5928 | 1.5928 | 1.5042 | 1.5042 | 1.5042 | 1.4586 | 1.4586 | 1.4586 | 1.413 | 1.413 | 1.413 | 1.3674 | 1.3674 | 1.3674 | 1.3218 | 1.3218 | 1.3218 | 1.2763 | 1.2763 | 1.2763 | 1.2307 | 1.2307 | 1.2307 | 1.1851 | 1.1851 | 1.1851 | 1.1395 | 1.1395 | 1.1395 | 1.0939 | 1.0939 | 1.0939 | 1.0484 | 1.0484 | 1.0484 | 1.0028 | 1.0028 | 1.0028 | 0.9572 | 0.9572 | 0.9572 | 0.91162 | 0.91162 | 0.91162 | 0.86604 | 0.86604 | 0.86604 | 0.82045 | 0.82045 | 0.82045 | 0.77487 | 0.77487 | 0.77487 | 0.72929 | 0.72929 | 0.72929 | 0.68371 | 0.68371 | 0.68371 | 0.63813 | 0.63813 | 0.63813 | 0.59255 | 0.59255 | 0.59255 | 0.54697 | 0.54697 | 0.54697 | 0.50139 | 0.50139 | 0.50139 | 0.45581 | 0.45581 | 0.45581 | 0.41023 | 0.41023 | 0.41023 | 0.36465 | 0.36465 | 0.36465 | 0.31907 | 0.31907 | 0.31907 | 0.27348 | 0.27348 | 0.27348 | 0.2279 | 0.2279 | 0.2279 | 0.18232 | 0.18232 | 0.18232 | 0.13674 | 0.13674 | 0.13674 | 0.091162 | 0.091162 | 0.091162 | 0.045581 | 0.045581 | 0.045581 | 0 | 0 | 0 | 0 | 0 | 0 | 0 | 0 | 0 | 0 | 0 | 0 | 0 | 0 | 0 | 0 | 0 | 0 | 0 | 0 | 0 | 0 | 0 | 0 | 0 | 0 | 0 | 0 | 0 | 0 | 0 | 0 | 0 | 0 | 0 | 0 | 0 | 0 | 0 | 0 | 0 | 0 | 0 | 0 | 0 | 0 | 0 | 0 | 0 | 0 | 0 | 0 | 0 | 0 | 0 | 0 | 0 | 0 | 0 | 0 | 0 | 0 | 0 | 0 | 0 | 0 | 0 | 0 | 0 | 0 | 0 | 0 | 0 | 0 | 0 | 0 | 0 | 0 | 0 | 0 | 0 | 0 | 0 | 0 | 0 | 0 | 0 | 0 | 0 | 0 | 0 | 0 | 0 | 0 | 0 | 0 | 0 | 0 | 0 | 0 | 0 | 0 | 0 | 0 | 0 | 0 | 0 | 0 | 0 | 0 | 0 | 0 | 0 | 0 | 0 | 0 | 0 | 0 | 0 | 0 | 0 | 0 | 0 | 0 | 0 | 0 | 0 | 0 | 0 | 0 | 0 | 0 | 0 | 0 | 0 | 0 | 0 | 0 | 0 | 0 | 0 | 0 | 0 | 0 | 0 | 0 | 0 | 0 | 0 | 0 | 0 | 0 | 0 | 0 | 0 | 0 | 0 | 0 | 0 | 0 | 0 | 0 | 0 | 0 | 0 | 0 | 0 | 0 | 0 | 0 | 0 | 0 | 0 | 0 | 0 | 0 | 0 | 0 | 0 | 0 | 0 | c
Interest income on DSRA | Rs. Lakhs | [302 empty] | c
c
Month | [303 empty] | c | time axis 2025-07-01 to 2050-07-31
Financial Year |  |  | 2026-03-31 | 2026-03-31 | 2026-03-31 | 2026-03-31 | 2026-03-31 | 2026-03-31 | 2026-03-31 | 2026-03-31 | 2026-03-31 | 2027-03-31 | 2027-03-31 | 2027-03-31 | 2027-03-31 | 2027-03-31 | 2027-03-31 | 2027-03-31 | 2027-03-31 | 2027-03-31 | 2027-03-31 | 2027-03-31 | 2027-03-31 | 2028-03-31 | 2028-03-31 | 2028-03-31 | 2028-03-31 | 2028-03-31 | 2028-03-31 | 2028-03-31 | 2028-03-31 | 2028-03-31 | 2028-03-31 | 2028-03-31 | 2028-03-31 | 2029-03-31 | 2029-03-31 | 2029-03-31 | 2029-03-31 | 2029-03-31 | 2029-03-31 | 2029-03-31 | 2029-03-31 | 2029-03-31 | 2029-03-31 | 2029-03-31 | 2029-03-31 | 2030-03-31 | 2030-03-31 | 2030-03-31 | 2030-03-31 | 2030-03-31 | 2030-03-31 | 2030-03-31 | 2030-03-31 | 2030-03-31 | 2030-03-31 | 2030-03-31 | 2030-03-31 | 2031-03-31 | 2031-03-31 | 2031-03-31 | 2031-03-31 | 2031-03-31 | 2031-03-31 | 2031-03-31 | 2031-03-31 | 2031-03-31 | 2031-03-31 | 2031-03-31 | 2031-03-31 | 2032-03-31 | 2032-03-31 | 2032-03-31 | 2032-03-31 | 2032-03-31 | 2032-03-31 | 2032-03-31 | 2032-03-31 | 2032-03-31 | 2032-03-31 | 2032-03-31 | 2032-03-31 | 2033-03-31 | 2033-03-31 | 2033-03-31 | 2033-03-31 | 2033-03-31 | 2033-03-31 | 2033-03-31 | 2033-03-31 | 2033-03-31 | 2033-03-31 | 2033-03-31 | 2033-03-31 | 2034-03-31 | 2034-03-31 | 2034-03-31 | 2034-03-31 | 2034-03-31 | 2034-03-31 | 2034-03-31 | 2034-03-31 | 2034-03-31 | 2034-03-31 | 2034-03-31 | 2034-03-31 | 2035-03-31 | 2035-03-31 | 2035-03-31 | 2035-03-31 | 2035-03-31 | 2035-03-31 | 2035-03-31 | 2035-03-31 | 2035-03-31 | 2035-03-31 | 2035-03-31 | 2035-03-31 | 2036-03-31 | 2036-03-31 | 2036-03-31 | 2036-03-31 | 2036-03-31 | 2036-03-31 | 2036-03-31 | 2036-03-31 | 2036-03-31 | 2036-03-31 | 2036-03-31 | 2036-03-31 | 2037-03-31 | 2037-03-31 | 2037-03-31 | 2037-03-31 | 2037-03-31 | 2037-03-31 | 2037-03-31 | 2037-03-31 | 2037-03-31 | 2037-03-31 | 2037-03-31 | 2037-03-31 | 2038-03-31 | 2038-03-31 | 2038-03-31 | 2038-03-31 | 2038-03-31 | 2038-03-31 | 2038-03-31 | 2038-03-31 | 2038-03-31 | 2038-03-31 | 2038-03-31 | 2038-03-31 | 2039-03-31 | 2039-03-31 | 2039-03-31 | 2039-03-31 | 2039-03-31 | 2039-03-31 | 2039-03-31 | 2039-03-31 | 2039-03-31 | 2039-03-31 | 2039-03-31 | 2039-03-31 | 2040-03-31 | 2040-03-31 | 2040-03-31 | 2040-03-31 | 2040-03-31 | 2040-03-31 | 2040-03-31 | 2040-03-31 | 2040-03-31 | 2040-03-31 | 2040-03-31 | 2040-03-31 | 2041-03-31 | 2041-03-31 | 2041-03-31 | 2041-03-31 | 2041-03-31 | 2041-03-31 | 2041-03-31 | 2041-03-31 | 2041-03-31 | 2041-03-31 | 2041-03-31 | 2041-03-31 | 2042-03-31 | 2042-03-31 | 2042-03-31 | 2042-03-31 | 2042-03-31 | 2042-03-31 | 2042-03-31 | 2042-03-31 | 2042-03-31 | 2042-03-31 | 2042-03-31 | 2042-03-31 | 2043-03-31 | 2043-03-31 | 2043-03-31 | 2043-03-31 | 2043-03-31 | 2043-03-31 | 2043-03-31 | 2043-03-31 | 2043-03-31 | 2043-03-31 | 2043-03-31 | 2043-03-31 | 2044-03-31 | 2044-03-31 | 2044-03-31 | 2044-03-31 | 2044-03-31 | 2044-03-31 | 2044-03-31 | 2044-03-31 | 2044-03-31 | 2044-03-31 | 2044-03-31 | 2044-03-31 | 2045-03-31 | 2045-03-31 | 2045-03-31 | 2045-03-31 | 2045-03-31 | 2045-03-31 | 2045-03-31 | 2045-03-31 | 2045-03-31 | 2045-03-31 | 2045-03-31 | 2045-03-31 | 2046-03-31 | 2046-03-31 | 2046-03-31 | 2046-03-31 | 2046-03-31 | 2046-03-31 | 2046-03-31 | 2046-03-31 | 2046-03-31 | 2046-03-31 | 2046-03-31 | 2046-03-31 | 2047-03-31 | 2047-03-31 | 2047-03-31 | 2047-03-31 | 2047-03-31 | 2047-03-31 | 2047-03-31 | 2047-03-31 | 2047-03-31 | 2047-03-31 | 2047-03-31 | 2047-03-31 | 2048-03-31 | 2048-03-31 | 2048-03-31 | 2048-03-31 | 2048-03-31 | 2048-03-31 | 2048-03-31 | 2048-03-31 | 2048-03-31 | 2048-03-31 | 2048-03-31 | 2048-03-31 | 2049-03-31 | 2049-03-31 | 2049-03-31 | 2049-03-31 | 2049-03-31 | 2049-03-31 | 2049-03-31 | 2049-03-31 | 2049-03-31 | 2049-03-31 | 2049-03-31 | 2049-03-31 | 2050-03-31 | 2050-03-31 | 2050-03-31 | 2050-03-31 | 2050-03-31 | 2050-03-31 | 2050-03-31 | 2050-03-31 | 2050-03-31 | 2050-03-31 | 2050-03-31 | 2050-03-31 | 2051-03-31 | 2051-03-31 | 2051-03-31 | 2051-03-31 | c
EQUITY IRR | [303 empty] | c | bar: 2025-07-01
Equity Infused | Rs. Lakhs |  | -104.1847 | 0 | 0 | 0 | 0 | 0 | 0 | 0 | 0 | 0 | 0 | 0 | 0 | 0 | 0 | 0 | 0 | 0 | 0 | 0 | 0 | 0 | 0 | 0 | 0 | 0 | 0 | 0 | 0 | 0 | 0 | 0 | 0 | 0 | 0 | 0 | 0 | 0 | 0 | 0 | 0 | 0 | 0 | 0 | 0 | 0 | 0 | 0 | 0 | 0 | 0 | 0 | 0 | 0 | 0 | 0 | 0 | 0 | 0 | 0 | 0 | 0 | 0 | 0 | 0 | 0 | 0 | 0 | 0 | 0 | 0 | 0 | 0 | 0 | 0 | 0 | 0 | 0 | 0 | 0 | 0 | 0 | 0 | 0 | 0 | 0 | 0 | 0 | 0 | 0 | 0 | 0 | 0 | 0 | 0 | 0 | 0 | 0 | 0 | 0 | 0 | 0 | 0 | 0 | 0 | 0 | 0 | 0 | 0 | 0 | 0 | 0 | 0 | 0 | 0 | 0 | 0 | 0 | 0 | 0 | 0 | 0 | 0 | 0 | 0 | 0 | 0 | 0 | 0 | 0 | 0 | 0 | 0 | 0 | 0 | 0 | 0 | 0 | 0 | 0 | 0 | 0 | 0 | 0 | 0 | 0 | 0 | 0 | 0 | 0 | 0 | 0 | 0 | 0 | 0 | 0 | 0 | 0 | 0 | 0 | 0 | 0 | 0 | 0 | 0 | 0 | 0 | 0 | 0 | 0 | 0 | 0 | 0 | 0 | 0 | 0 | 0 | 0 | 0 | 0 | 0 | 0 | 0 | 0 | 0 | 0 | 0 | 0 | 0 | 0 | 0 | 0 | 0 | 0 | 0 | 0 | 0 | 0 | 0 | 0 | 0 | 0 | 0 | 0 | 0 | 0 | 0 | 0 | 0 | 0 | 0 | 0 | 0 | 0 | 0 | 0 | 0 | 0 | 0 | 0 | 0 | 0 | 0 | 0 | 0 | 0 | 0 | 0 | 0 | 0 | 0 | 0 | 0 | 0 | 0 | 0 | 0 | 0 | 0 | 0 | 0 | 0 | 0 | 0 | 0 | 0 | 0 | 0 | 0 | 0 | 0 | 0 | 0 | 0 | 0 | 0 | 0 | 0 | 0 | 0 | 0 | 0 | 0 | 0 | 0 | 0 | 0 | 0 | 0 | 0 | 0 | 0 | 0 | 0 | 0 | 0 | 0 | 0 | 0 | 0 | 0 | 0 | 0 | 0 | 0 | 0 | 0 | 0 | 0 | 0 | 0 | 0 | 0 | 0 | 0 | 0 | 0 | 0 | 0 | 0 | 0 | c
Additional Capex | Rs. Lakhs |  | 2035-07-31: -18; 2045-07-31: -18 | c
PAT | Rs. Lakhs |  | -3.3847 | 1.5202 | 1.5202 | 1.567 | 1.567 | 1.567 | 1.6139 | 1.6139 | 1.6139 | 1.65 | 1.65 | 1.65 | 1.6968 | 1.676 | 1.676 | 1.7229 | 1.7229 | 1.7229 | 1.7697 | 1.7697 | 1.7697 | 1.8502 | 1.8502 | 1.8502 | 1.8957 | 1.875 | 1.875 | 1.9206 | 1.9206 | 1.9206 | 1.9662 | 1.9662 | 1.9662 | 2.0032 | 2.0032 | 2.0032 | 2.0488 | 2.0281 | 2.0281 | 2.0737 | 2.0737 | 2.0737 | 2.1193 | 2.1193 | 2.1193 | 2.156 | 2.156 | 2.156 | 2.2016 | 2.1809 | 2.1809 | 2.2265 | 2.2265 | 2.2265 | 2.2721 | 2.2721 | 2.2721 | 2.3084 | 2.3084 | 2.3084 | 2.354 | 2.3334 | 2.3334 | 2.3789 | 2.3789 | 2.3789 | 2.4245 | 2.4245 | 2.4245 | 2.4605 | 2.4605 | 2.4605 | 2.5061 | 2.4855 | 2.4855 | 2.5311 | 2.5311 | 2.5311 | 2.5766 | 2.5766 | 2.5766 | 2.6123 | 2.6123 | 2.6123 | 2.6579 | 2.6373 | 2.6373 | 2.6829 | 2.6829 | 2.6829 | 2.7284 | 2.7284 | 2.7284 | 2.7637 | 2.7637 | 2.7637 | 2.8093 | 2.7887 | 2.7887 | 2.8343 | 2.8343 | 2.8343 | 2.8799 | 2.8799 | -4.5188 | 2.9147 | 2.9147 | 2.9147 | 2.9603 | 2.9398 | 2.9398 | 2.9853 | 2.9853 | 2.9853 | 3.0309 | 3.0309 | -4.8305 | 3.0654 | 3.0654 | 3.0654 | 3.0276 | 3.0071 | 3.0071 | 3.0071 | 3.0071 | 3.0071 | 3.0071 | 3.0071 | -5.1852 | 2.9956 | 2.9956 | 2.9956 | 2.9956 | 2.9751 | 2.9751 | 2.9751 | 2.9751 | 2.9751 | 2.9751 | 2.9751 | -5.2294 | 2.9631 | 2.9631 | 2.9631 | 2.9631 | 2.9426 | 2.9426 | 2.9426 | 2.9426 | 2.9426 | 2.9426 | 2.9426 | -5.2277 | 2.9302 | 2.9302 | 2.9302 | 2.9302 | 2.9097 | 2.9097 | 2.9097 | 2.9097 | 2.9097 | 2.9097 | 2.9097 | -5.2126 | 2.8968 | 2.8968 | 2.8968 | 2.8968 | 2.8764 | 2.8764 | 2.8764 | 2.8764 | 2.8764 | 2.8764 | 2.8764 | -5.189 | 2.863 | 2.863 | 2.863 | 2.863 | 2.8426 | 2.8426 | 2.8426 | 2.8426 | 2.8426 | 2.8426 | 2.8426 | -5.1603 | 2.8288 | 2.8288 | 2.8288 | 2.8288 | 2.8083 | 2.8083 | 2.8083 | 2.8083 | 2.8083 | 2.8083 | 2.8083 | -5.1283 | 2.794 | 2.794 | 2.794 | 2.794 | 2.7735 | 2.7735 | 2.7735 | 2.7735 | 2.7735 | 2.7735 | 2.7735 | -5.094 | 2.7587 | 2.7587 | 2.7587 | 2.7587 | 2.7383 | 2.7383 | 2.7383 | 2.7383 | 2.7383 | 2.7383 | 2.7383 | -5.0582 | 2.7229 | 2.7229 | 2.7229 | 2.7229 | 2.7025 | 2.7025 | 2.7025 | 2.7025 | 2.7025 | 2.7025 | 2.7025 | -5.0212 | 2.6866 | 2.6866 | 2.6866 | 2.6866 | 2.6661 | 2.6661 | 2.6661 | 2.6661 | 2.6661 | 2.6661 | 2.6661 | -4.9832 | 2.6497 | 2.6497 | 2.6497 | 2.6497 | 2.6292 | 2.6292 | 2.6292 | 2.6292 | 2.6292 | 2.6292 | 2.6292 | -4.9444 | 2.6122 | 2.6122 | 2.6122 | 2.6122 | 2.5917 | 2.5917 | 2.5917 | 2.5917 | 2.5917 | 2.5917 | 2.5917 | -4.9049 | 2.5741 | 2.5741 | 2.5741 | 2.5741 | 2.5536 | 2.5536 | 2.5536 | 2.5536 | 2.5536 | 2.5536 | 2.5536 | -4.8647 | 2.5354 | 2.5354 | 2.5354 | 2.5354 | 2.5149 | 2.5149 | 2.5149 | 2.5149 | 2.5149 | 2.5149 | 2.5149 | -4.8238 | 0.41168 | 0.41168 | 0.41168 | -2.0169 | c
Add: Depreciation | Rs. Lakhs |  | 1.0393 | 1.0393 | 1.0393 | 1.0393 | 1.0393 | 1.0393 | 1.0393 | 1.0393 | 1.0393 | 1.0422 | 1.0422 | 1.0422 | 1.0422 | 1.0422 | 1.0422 | 1.0422 | 1.0422 | 1.0422 | 1.0422 | 1.0422 | 1.0422 | 1.0422 | 1.0422 | 1.0422 | 1.0422 | 1.0422 | 1.0422 | 1.0422 | 1.0422 | 1.0422 | 1.0422 | 1.0422 | 1.0422 | 1.0422 | 1.0422 | 1.0422 | 1.0422 | 1.0422 | 1.0422 | 1.0422 | 1.0422 | 1.0422 | 1.0422 | 1.0422 | 1.0422 | 1.0422 | 1.0422 | 1.0422 | 1.0422 | 1.0422 | 1.0422 | 1.0422 | 1.0422 | 1.0422 | 1.0422 | 1.0422 | 1.0422 | 1.0422 | 1.0422 | 1.0422 | 1.0422 | 1.0422 | 1.0422 | 1.0422 | 1.0422 | 1.0422 | 1.0422 | 1.0422 | 1.0422 | 1.0422 | 1.0422 | 1.0422 | 1.0422 | 1.0422 | 1.0422 | 1.0422 | 1.0422 | 1.0422 | 1.0422 | 1.0422 | 1.0422 | 1.0422 | 1.0422 | 1.0422 | 1.0422 | 1.0422 | 1.0422 | 1.0422 | 1.0422 | 1.0422 | 1.0422 | 1.0422 | 1.0422 | 1.0422 | 1.0422 | 1.0422 | 1.0422 | 1.0422 | 1.0422 | 1.0422 | 1.0422 | 1.0422 | 1.0422 | 1.0422 | 1.0422 | 1.0422 | 1.0422 | 1.0422 | 1.0422 | 1.0422 | 1.0422 | 1.0422 | 1.0422 | 1.0422 | 1.0422 | 1.0422 | 1.0422 | 1.0422 | 1.0422 | 1.0422 | 1.0422 | 1.0422 | 1.0422 | 1.0422 | 1.0422 | 1.0422 | 1.0422 | 1.0422 | 1.0422 | 1.0422 | 1.0422 | 1.0422 | 1.0422 | 1.0422 | 1.0422 | 1.0422 | 1.0422 | 1.0422 | 1.0422 | 1.0422 | 1.0422 | 1.0422 | 1.0422 | 1.0422 | 1.0422 | 1.0422 | 1.0422 | 1.0422 | 1.0422 | 1.0422 | 1.0422 | 1.0422 | 1.0422 | 1.0422 | 1.0422 | 1.0422 | 1.0422 | 1.0422 | 1.0422 | 1.0422 | 1.0422 | 1.0422 | 1.0422 | 1.0422 | 1.0422 | 1.0422 | 1.0422 | 1.0422 | 1.0422 | 1.0422 | 1.0422 | 1.0422 | 1.0422 | 1.0422 | 1.0422 | 1.0422 | 1.0422 | 1.0422 | 1.0422 | 1.0422 | 1.0422 | 1.0422 | 1.0422 | 1.0422 | 1.0422 | 1.0422 | 1.0422 | 1.0422 | 1.0422 | 1.0422 | 1.0422 | 1.0422 | 1.0422 | 1.0422 | 1.0422 | 1.0422 | 1.0422 | 1.0422 | 1.0422 | 1.0422 | 1.0422 | 1.0422 | 1.0422 | 1.0422 | 1.0422 | 1.0422 | 1.0422 | 1.0422 | 1.0422 | 1.0422 | 1.0422 | 1.0422 | 1.0422 | 1.0422 | 1.0422 | 1.0422 | 1.0422 | 1.0422 | 1.0422 | 1.0422 | 1.0422 | 1.0422 | 1.0422 | 1.0422 | 1.0422 | 1.0422 | 1.0422 | 1.0422 | 1.0422 | 1.0422 | 1.0422 | 1.0422 | 1.0422 | 1.0422 | 1.0422 | 1.0422 | 1.0422 | 1.0422 | 1.0422 | 1.0422 | 1.0422 | 1.0422 | 1.0422 | 1.0422 | 1.0422 | 1.0422 | 1.0422 | 1.0422 | 1.0422 | 1.0422 | 1.0422 | 1.0422 | 1.0422 | 1.0422 | 1.0422 | 1.0422 | 1.0422 | 1.0422 | 1.0422 | 1.0422 | 1.0422 | 1.0422 | 1.0422 | 1.0422 | 1.0422 | 1.0422 | 1.0422 | 1.0422 | 1.0422 | 1.0422 | 1.0422 | 1.0422 | 1.0422 | 1.0422 | 1.0422 | 1.0422 | 1.0422 | 1.0422 | 1.0422 | 1.0422 | 1.0422 | 1.0422 | 1.0422 | 1.0422 | 1.0422 | 1.0422 | 1.0422 | 1.0422 | 1.0422 | 1.0422 | 1.0422 | 1.0422 | 1.0422 | 1.0422 | 1.0422 | 1.0422 | 1.0422 | 3.1265 | 3.1265 | 3.1265 | 3.1265 | c
Add: Tax Saving | Rs. Lakhs | [302 empty] | c
Less: Loan Repayment | Rs. Lakhs |  | 0 | 0 | -6.0774 | 0 | 0 | -6.0774 | 0 | 0 | -6.0774 | 0 | 0 | -6.0774 | 0 | 0 | -6.0774 | 0 | 0 | -6.0774 | 0 | 0 | -6.0774 | 0 | 0 | -6.0774 | 0 | 0 | -6.0774 | 0 | 0 | -6.0774 | 0 | 0 | -6.0774 | 0 | 0 | -6.0774 | 0 | 0 | -6.0774 | 0 | 0 | -6.0774 | 0 | 0 | -6.0774 | 0 | 0 | -6.0774 | 0 | 0 | -6.0774 | 0 | 0 | -6.0774 | 0 | 0 | -6.0774 | 0 | 0 | -6.0774 | 0 | 0 | -6.0774 | 0 | 0 | -6.0774 | 0 | 0 | -6.0774 | 0 | 0 | -6.0774 | 0 | 0 | -6.0774 | 0 | 0 | -6.0774 | 0 | 0 | -6.0774 | 0 | 0 | -6.0774 | 0 | 0 | -6.0774 | 0 | 0 | -6.0774 | 0 | 0 | -6.0774 | 0 | 0 | -6.0774 | 0 | 0 | -6.0774 | 0 | 0 | -6.0774 | 0 | 0 | -6.0774 | 0 | 0 | -6.0774 | 0 | 0 | -6.0774 | 0 | 0 | -6.0774 | 0 | 0 | -6.0774 | 0 | 0 | -6.0774 | 0 | 0 | 0 | 0 | 0 | 0 | 0 | 0 | 0 | 0 | 0 | 0 | 0 | 0 | 0 | 0 | 0 | 0 | 0 | 0 | 0 | 0 | 0 | 0 | 0 | 0 | 0 | 0 | 0 | 0 | 0 | 0 | 0 | 0 | 0 | 0 | 0 | 0 | 0 | 0 | 0 | 0 | 0 | 0 | 0 | 0 | 0 | 0 | 0 | 0 | 0 | 0 | 0 | 0 | 0 | 0 | 0 | 0 | 0 | 0 | 0 | 0 | 0 | 0 | 0 | 0 | 0 | 0 | 0 | 0 | 0 | 0 | 0 | 0 | 0 | 0 | 0 | 0 | 0 | 0 | 0 | 0 | 0 | 0 | 0 | 0 | 0 | 0 | 0 | 0 | 0 | 0 | 0 | 0 | 0 | 0 | 0 | 0 | 0 | 0 | 0 | 0 | 0 | 0 | 0 | 0 | 0 | 0 | 0 | 0 | 0 | 0 | 0 | 0 | 0 | 0 | 0 | 0 | 0 | 0 | 0 | 0 | 0 | 0 | 0 | 0 | 0 | 0 | 0 | 0 | 0 | 0 | 0 | 0 | 0 | 0 | 0 | 0 | 0 | 0 | 0 | 0 | 0 | 0 | 0 | 0 | 0 | 0 | 0 | 0 | 0 | 0 | 0 | 0 | 0 | 0 | 0 | 0 | 0 | 0 | 0 | 0 | 0 | 0 | 0 | 0 | 0 | 0 | 0 | 0 | 0 | 0 | 0 | 0 | 0 | 0 | 0 | 0 | 0 | 0 | 0 | c
Add Release of DSRA | Rs. Lakhs |  | 0 | 0 | 0 | 0 | 0 | 0 | 0 | 0 | 0 | 0 | 0 | 0 | 0 | 0 | 0 | 0 | 0 | 0 | 0 | 0 | 0 | 0 | 0 | 0 | 0 | 0 | 0 | 0 | 0 | 0 | 0 | 0 | 0 | 0 | 0 | 0 | 0 | 0 | 0 | 0 | 0 | 0 | 0 | 0 | 0 | 0 | 0 | 0 | 0 | 0 | 0 | 0 | 0 | 0 | 0 | 0 | 0 | 0 | 0 | 0 | 0 | 0 | 0 | 0 | 0 | 0 | 0 | 0 | 0 | 0 | 0 | 0 | 0 | 0 | 0 | 0 | 0 | 0 | 0 | 0 | 0 | 0 | 0 | 0 | 0 | 0 | 0 | 0 | 0 | 0 | 0 | 0 | 0 | 0 | 0 | 0 | 0 | 0 | 0 | 0 | 0 | 0 | 0 | 0 | 0 | 0 | 0 | 0 | 0 | 0 | 0 | 0 | 0 | 0 | 0 | 0 | 0 | 0 | 0 | 0 | 0 | 0 | 0 | 0 | 0 | 0 | 0 | 0 | 0 | 0 | 0 | 0 | 0 | 0 | 0 | 0 | 0 | 0 | 0 | 0 | 0 | 0 | 0 | 0 | 0 | 0 | 0 | 0 | 0 | 0 | 0 | 0 | 0 | 0 | 0 | 0 | 0 | 0 | 0 | 0 | 0 | 0 | 0 | 0 | 0 | 0 | 0 | 0 | 0 | 0 | 0 | 0 | 0 | 0 | 0 | 0 | 0 | 0 | 0 | 0 | 0 | 0 | 0 | 0 | 0 | 0 | 0 | 0 | 0 | 0 | 0 | 0 | 0 | 0 | 0 | 0 | 0 | 0 | 0 | 0 | 0 | 0 | 0 | 0 | 0 | 0 | 0 | 0 | 0 | 0 | 0 | 0 | 0 | 0 | 0 | 0 | 0 | 0 | 0 | 0 | 0 | 0 | 0 | 0 | 0 | 0 | 0 | 0 | 0 | 0 | 0 | 0 | 0 | 0 | 0 | 0 | 0 | 0 | 0 | 0 | 18.1756 | 0 | 0 | 0 | 0 | 0 | 0 | 0 | 0 | 0 | 0 | 0 | 0 | 0 | 0 | 0 | 0 | 0 | 0 | 0 | 0 | 0 | 0 | 0 | 0 | 0 | 0 | 0 | 0 | 0 | 0 | 0 | 0 | 0 | 0 | 0 | 0 | 0 | 0 | 0 | 0 | 0 | 0 | 0 | 0 | 0 | 0 | 0 | 0 | 0 | 0 | 0 | 0 | 0 | 0 | 0 | 0 | 0 | 0 | 0 | 0 | c
Add: Subsidy | Rs. Lakhs |  | 2025-07-01: 0; 2025-08-31: 0; 2026-07-31: 0; 2027-07-31: 0; 2028-07-31: 0; 2050-07-31: 0 | c
Net Cash Flow | Rs. Lakhs |  | -106.5301 | 2.5595 | -3.518 | 2.6063 | 2.6063 | -3.4711 | 2.6532 | 2.6532 | -3.4243 | 2.6921 | 2.6921 | -3.3853 | 2.739 | 2.7182 | -3.3592 | 2.7651 | 2.7651 | -3.3124 | 2.8119 | 2.8119 | -3.2655 | 2.8923 | 2.8923 | -3.1851 | 2.9379 | 2.9172 | -3.1603 | 2.9628 | 2.9628 | -3.1147 | 3.0084 | 3.0084 | -3.0691 | 3.0454 | 3.0454 | -3.032 | 3.091 | 3.0703 | -3.0072 | 3.1159 | 3.1159 | -2.9616 | 3.1614 | 3.1614 | -2.916 | 3.1982 | 3.1982 | -2.8793 | 3.2437 | 3.2231 | -2.8544 | 3.2686 | 3.2686 | -2.8088 | 3.3142 | 3.3142 | -2.7632 | 3.3506 | 3.3506 | -2.7269 | 3.3962 | 3.3755 | -2.7019 | 3.4211 | 3.4211 | -2.6563 | 3.4667 | 3.4667 | -2.6108 | 3.5027 | 3.5027 | -2.5748 | 3.5483 | 3.5277 | -2.5498 | 3.5732 | 3.5732 | -2.5042 | 3.6188 | 3.6188 | -2.4586 | 3.6545 | 3.6545 | -2.423 | 3.7 | 3.6794 | -2.398 | 3.725 | 3.725 | -2.3524 | 3.7706 | 3.7706 | -2.3068 | 3.8059 | 3.8059 | -2.2716 | 3.8514 | 3.8309 | -2.2466 | 3.8765 | 3.8765 | -2.201 | 3.922 | 3.922 | -9.554 | 3.9569 | 3.9569 | -2.1205 | 4.0025 | 3.9819 | -2.0955 | 4.0275 | 4.0275 | -2.0499 | 4.0731 | 4.0731 | -9.8658 | 4.1075 | 4.1075 | -1.9699 | -13.9302 | 4.0493 | 4.0493 | 4.0493 | 4.0493 | 4.0493 | 4.0493 | 4.0493 | -4.143 | 4.0378 | 4.0378 | 4.0378 | 4.0378 | 4.0172 | 4.0172 | 4.0172 | 4.0172 | 4.0172 | 4.0172 | 4.0172 | -4.1872 | 4.0053 | 4.0053 | 4.0053 | 4.0053 | 3.9848 | 3.9848 | 3.9848 | 3.9848 | 3.9848 | 3.9848 | 3.9848 | -4.1856 | 3.9724 | 3.9724 | 3.9724 | 3.9724 | 3.9519 | 3.9519 | 3.9519 | 3.9519 | 3.9519 | 3.9519 | 3.9519 | -4.1704 | 3.939 | 3.939 | 3.939 | 3.939 | 3.9185 | 3.9185 | 3.9185 | 3.9185 | 3.9185 | 3.9185 | 3.9185 | -4.1469 | 3.9052 | 3.9052 | 3.9052 | 3.9052 | 3.8848 | 3.8848 | 3.8848 | 3.8848 | 3.8848 | 3.8848 | 3.8848 | -4.1182 | 3.8709 | 3.8709 | 3.8709 | 3.8709 | 3.8505 | 3.8505 | 3.8505 | 3.8505 | 3.8505 | 3.8505 | 3.8505 | -4.0861 | 3.8362 | 3.8362 | 3.8362 | 3.8362 | 3.8157 | 3.8157 | 3.8157 | 3.8157 | 3.8157 | 3.8157 | 3.8157 | -4.0518 | 3.8009 | 3.8009 | 3.8009 | 3.8009 | 3.7804 | 3.7804 | 3.7804 | 3.7804 | 3.7804 | 3.7804 | 3.7804 | -4.016 | 3.7651 | 3.7651 | 3.7651 | 3.7651 | 3.7446 | 3.7446 | 3.7446 | 3.7446 | 3.7446 | 3.7446 | 3.7446 | -3.979 | 3.7287 | 3.7287 | 3.7287 | 3.9043 | 3.7083 | 3.7083 | 3.7083 | 3.7083 | 3.7083 | 3.7083 | 3.7083 | -3.941 | 3.6918 | 3.6918 | 3.6918 | 3.6918 | 3.6714 | 3.6714 | 3.6714 | 3.6714 | 3.6714 | 3.6714 | 3.6714 | -3.9023 | 3.6543 | 3.6543 | 3.6543 | 3.6543 | 3.6339 | 3.6339 | 3.6339 | 3.6339 | 3.6339 | 3.6339 | 3.6339 | -3.8628 | 3.6163 | 3.6163 | 3.6163 | 3.6163 | 3.5958 | 3.5958 | 3.5958 | 3.5958 | 3.5958 | 3.5958 | 3.5958 | -3.8225 | 3.5775 | 3.5775 | 3.5775 | 3.5775 | 3.557 | 3.557 | 3.557 | 3.557 | 3.557 | 3.557 | 3.557 | -3.7816 | 3.5382 | 3.5382 | 3.5382 | 1.1096 | c
Equity IRR (Post Tax) - 25 years | % |  | 2025-07-01: 17% | c
Net Cash Flow Adjusting for first three months delay | Rs. Lakhs |  | -106.5301 |  |  |  | 4.2542 | -3.4711 | 2.6532 | 2.6532 | -3.4243 | 2.6921 | 2.6921 | -3.3853 | 2.739 | 2.7182 | -3.3592 | 2.7651 | 2.7651 | -3.3124 | 2.8119 | 2.8119 | -3.2655 | 2.8923 | 2.8923 | -3.1851 | 2.9379 | 2.9172 | -3.1603 | 2.9628 | 2.9628 | -3.1147 | 3.0084 | 3.0084 | -3.0691 | 3.0454 | 3.0454 | -3.032 | 3.091 | 3.0703 | -3.0072 | 3.1159 | 3.1159 | -2.9616 | 3.1614 | 3.1614 | -2.916 | 3.1982 | 3.1982 | -2.8793 | 3.2437 | 3.2231 | -2.8544 | 3.2686 | 3.2686 | -2.8088 | 3.3142 | 3.3142 | -2.7632 | 3.3506 | 3.3506 | -2.7269 | 3.3962 | 3.3755 | -2.7019 | 3.4211 | 3.4211 | -2.6563 | 3.4667 | 3.4667 | -2.6108 | 3.5027 | 3.5027 | -2.5748 | 3.5483 | 3.5277 | -2.5498 | 3.5732 | 3.5732 | -2.5042 | 3.6188 | 3.6188 | -2.4586 | 3.6545 | 3.6545 | -2.423 | 3.7 | 3.6794 | -2.398 | 3.725 | 3.725 | -2.3524 | 3.7706 | 3.7706 | -2.3068 | 3.8059 | 3.8059 | -2.2716 | 3.8514 | 3.8309 | -2.2466 | 3.8765 | 3.8765 | -2.201 | 3.922 | 3.922 | -9.554 | 3.9569 | 3.9569 | -2.1205 | 4.0025 | 3.9819 | -2.0955 | 4.0275 | 4.0275 | -2.0499 | 4.0731 | 4.0731 | -9.8658 | 4.1075 | 4.1075 | -1.9699 | -13.9302 | 4.0493 | 4.0493 | 4.0493 | 4.0493 | 4.0493 | 4.0493 | 4.0493 | -4.143 | 4.0378 | 4.0378 | 4.0378 | 4.0378 | 4.0172 | 4.0172 | 4.0172 | 4.0172 | 4.0172 | 4.0172 | 4.0172 | -4.1872 | 4.0053 | 4.0053 | 4.0053 | 4.0053 | 3.9848 | 3.9848 | 3.9848 | 3.9848 | 3.9848 | 3.9848 | 3.9848 | -4.1856 | 3.9724 | 3.9724 | 3.9724 | 3.9724 | 3.9519 | 3.9519 | 3.9519 | 3.9519 | 3.9519 | 3.9519 | 3.9519 | -4.1704 | 3.939 | 3.939 | 3.939 | 3.939 | 3.9185 | 3.9185 | 3.9185 | 3.9185 | 3.9185 | 3.9185 | 3.9185 | -4.1469 | 3.9052 | 3.9052 | 3.9052 | 3.9052 | 3.8848 | 3.8848 | 3.8848 | 3.8848 | 3.8848 | 3.8848 | 3.8848 | -4.1182 | 3.8709 | 3.8709 | 3.8709 | 3.8709 | 3.8505 | 3.8505 | 3.8505 | 3.8505 | 3.8505 | 3.8505 | 3.8505 | -4.0861 | 3.8362 | 3.8362 | 3.8362 | 3.8362 | 3.8157 | 3.8157 | 3.8157 | 3.8157 | 3.8157 | 3.8157 | 3.8157 | -4.0518 | 3.8009 | 3.8009 | 3.8009 | 3.8009 | 3.7804 | 3.7804 | 3.7804 | 3.7804 | 3.7804 | 3.7804 | 3.7804 | -4.016 | 3.7651 | 3.7651 | 3.7651 | 3.7651 | 3.7446 | 3.7446 | 3.7446 | 3.7446 | 3.7446 | 3.7446 | 3.7446 | -3.979 | 3.7287 | 3.7287 | 3.7287 | 3.9043 | 3.7083 | 3.7083 | 3.7083 | 3.7083 | 3.7083 | 3.7083 | 3.7083 | -3.941 | 3.6918 | 3.6918 | 3.6918 | 3.6918 | 3.6714 | 3.6714 | 3.6714 | 3.6714 | 3.6714 | 3.6714 | 3.6714 | -3.9023 | 3.6543 | 3.6543 | 3.6543 | 3.6543 | 3.6339 | 3.6339 | 3.6339 | 3.6339 | 3.6339 | 3.6339 | 3.6339 | -3.8628 | 3.6163 | 3.6163 | 3.6163 | 3.6163 | 3.5958 | 3.5958 | 3.5958 | 3.5958 | 3.5958 | 3.5958 | 3.5958 | -3.8225 | 3.5775 | 3.5775 | 3.5775 | 3.5775 | 3.557 | 3.557 | 3.557 | 3.557 | 3.557 | 3.557 | 3.557 | -3.7816 | 3.5382 | 3.5382 | 3.5382 | 1.1096 | c
Equity IRR (Post Tax) - 25 years | Rs. Lakhs |  | 2025-07-01: 16.99% | c
|  |  | 2025-07-01: 20 years; 2025-08-31: 16.27%; 2025-09-30: 15 years; 2025-10-31: 14.04%; 2025-11-30: 10 years; 2025-12-31: 3.695% | c
Termination Year | Equity Value | IRR | 2025-07-01: 693.2948 | c
Year 4 | 14.5 | -31.27% | 2025-07-01: -106.5301; 2025-08-31: 0; 2025-09-30: 0; 2025-10-31: 0; 2025-11-30: 4.2542; 2025-12-31: -3.4711; 2026-01-31: 2.6532; 2026-02-28: 2.6532; 2026-03-31: -3.4243; 2026-04-30: 2.6921; 2026-05-31: 2.6921; 2026-06-30: -3.3853; 2026-07-31: 2.739; 2026-08-31: 2.7182; 2026-09-30: -3.3592; 2026-10-31: 2.7651; 2026-11-30: 2.7651; 2026-12-31: -3.3124; 2027-01-31: 2.8119; 2027-02-28: 2.8119; 2027-03-31: -3.2655; 2027-04-30: 2.8923; 2027-05-31: 2.8923; 2027-06-30: -3.1851; 2027-07-31: 2.9379; 2027-08-31: 2.9172; 2027-09-30: -3.1603; 2027-10-31: 2.9628; 2027-11-30: 2.9628; 2027-12-31: -3.1147; 2028-01-31: 3.0084; 2028-02-29: 3.0084; 2028-03-31: -3.0691; 2028-04-30: 3.0454; 2028-05-31: 3.0454; 2028-06-30: -3.032; 2028-07-31: 3.091; 2028-08-31: 14.5
Year 5 | 14.1 | -19.26% | 2025-07-01: -106.5301; 2025-08-31: 0; 2025-09-30: 0; 2025-10-31: 0; 2025-11-30: 4.2542; 2025-12-31: -3.4711; 2026-01-31: 2.6532; 2026-02-28: 2.6532; 2026-03-31: -3.4243; 2026-04-30: 2.6921; 2026-05-31: 2.6921; 2026-06-30: -3.3853; 2026-07-31: 2.739; 2026-08-31: 2.7182; 2026-09-30: -3.3592; 2026-10-31: 2.7651; 2026-11-30: 2.7651; 2026-12-31: -3.3124; 2027-01-31: 2.8119; 2027-02-28: 2.8119; 2027-03-31: -3.2655; 2027-04-30: 2.8923; 2027-05-31: 2.8923; 2027-06-30: -3.1851; 2027-07-31: 2.9379; 2027-08-31: 2.9172; 2027-09-30: -3.1603; 2027-10-31: 2.9628; 2027-11-30: 2.9628; 2027-12-31: -3.1147; 2028-01-31: 3.0084; 2028-02-29: 3.0084; 2028-03-31: -3.0691; 2028-04-30: 3.0454; 2028-05-31: 3.0454; 2028-06-30: -3.032; 2028-07-31: 3.091; 2028-08-31: 3.0703; 2028-09-30: -3.0072; 2028-10-31: 3.1159; 2028-11-30: 3.1159; 2028-12-31: -2.9616; 2029-01-31: 3.1614; 2029-02-28: 3.1614; 2029-03-31: -2.916; 2029-04-30: 3.1982; 2029-05-31: 3.1982; 2029-06-30: -2.8793; 2029-07-31: 3.2437; 2029-08-31: 14.1
Year 6 | 13.6 | -10.84% | 2025-07-01: -106.5301; 2025-08-31: 0; 2025-09-30: 0; 2025-10-31: 0; 2025-11-30: 4.2542; 2025-12-31: -3.4711; 2026-01-31: 2.6532; 2026-02-28: 2.6532; 2026-03-31: -3.4243; 2026-04-30: 2.6921; 2026-05-31: 2.6921; 2026-06-30: -3.3853; 2026-07-31: 2.739; 2026-08-31: 2.7182; 2026-09-30: -3.3592; 2026-10-31: 2.7651; 2026-11-30: 2.7651; 2026-12-31: -3.3124; 2027-01-31: 2.8119; 2027-02-28: 2.8119; 2027-03-31: -3.2655; 2027-04-30: 2.8923; 2027-05-31: 2.8923; 2027-06-30: -3.1851; 2027-07-31: 2.9379; 2027-08-31: 2.9172; 2027-09-30: -3.1603; 2027-10-31: 2.9628; 2027-11-30: 2.9628; 2027-12-31: -3.1147; 2028-01-31: 3.0084; 2028-02-29: 3.0084; 2028-03-31: -3.0691; 2028-04-30: 3.0454; 2028-05-31: 3.0454; 2028-06-30: -3.032; 2028-07-31: 3.091; 2028-08-31: 3.0703; 2028-09-30: -3.0072; 2028-10-31: 3.1159; 2028-11-30: 3.1159; 2028-12-31: -2.9616; 2029-01-31: 3.1614; 2029-02-28: 3.1614; 2029-03-31: -2.916; 2029-04-30: 3.1982; 2029-05-31: 3.1982; 2029-06-30: -2.8793; 2029-07-31: 3.2437; 2029-08-31: 3.2231; 2029-09-30: -2.8544; 2029-10-31: 3.2686; 2029-11-30: 3.2686; 2029-12-31: -2.8088; 2030-01-31: 3.3142; 2030-02-28: 3.3142; 2030-03-31: -2.7632; 2030-04-30: 3.3506; 2030-05-31: 3.3506; 2030-06-30: -2.7269; 2030-07-31: 3.3962; 2030-08-31: 13.6
Year 7 | 12.8 | -4.781% | 2025-07-01: -106.5301; 2025-08-31: 0; 2025-09-30: 0; 2025-10-31: 0; 2025-11-30: 4.2542; 2025-12-31: -3.4711; 2026-01-31: 2.6532; 2026-02-28: 2.6532; 2026-03-31: -3.4243; 2026-04-30: 2.6921; 2026-05-31: 2.6921; 2026-06-30: -3.3853; 2026-07-31: 2.739; 2026-08-31: 2.7182; 2026-09-30: -3.3592; 2026-10-31: 2.7651; 2026-11-30: 2.7651; 2026-12-31: -3.3124; 2027-01-31: 2.8119; 2027-02-28: 2.8119; 2027-03-31: -3.2655; 2027-04-30: 2.8923; 2027-05-31: 2.8923; 2027-06-30: -3.1851; 2027-07-31: 2.9379; 2027-08-31: 2.9172; 2027-09-30: -3.1603; 2027-10-31: 2.9628; 2027-11-30: 2.9628; 2027-12-31: -3.1147; 2028-01-31: 3.0084; 2028-02-29: 3.0084; 2028-03-31: -3.0691; 2028-04-30: 3.0454; 2028-05-31: 3.0454; 2028-06-30: -3.032; 2028-07-31: 3.091; 2028-08-31: 3.0703; 2028-09-30: -3.0072; 2028-10-31: 3.1159; 2028-11-30: 3.1159; 2028-12-31: -2.9616; 2029-01-31: 3.1614; 2029-02-28: 3.1614; 2029-03-31: -2.916; 2029-04-30: 3.1982; 2029-05-31: 3.1982; 2029-06-30: -2.8793; 2029-07-31: 3.2437; 2029-08-31: 3.2231; 2029-09-30: -2.8544; 2029-10-31: 3.2686; 2029-11-30: 3.2686; 2029-12-31: -2.8088; 2030-01-31: 3.3142; 2030-02-28: 3.3142; 2030-03-31: -2.7632; 2030-04-30: 3.3506; 2030-05-31: 3.3506; 2030-06-30: -2.7269; 2030-07-31: 3.3962; 2030-08-31: 3.3755; 2030-09-30: -2.7019; 2030-10-31: 3.4211; 2030-11-30: 3.4211; 2030-12-31: -2.6563; 2031-01-31: 3.4667; 2031-02-28: 3.4667; 2031-03-31: -2.6108; 2031-04-30: 3.5027; 2031-05-31: 3.5027; 2031-06-30: -2.5748; 2031-07-31: 3.5483; 2031-08-31: 12.8
Year 8 | 12 | -0.2086% | 2025-07-01: -106.5301; 2025-08-31: 0; 2025-09-30: 0; 2025-10-31: 0; 2025-11-30: 4.2542; 2025-12-31: -3.4711; 2026-01-31: 2.6532; 2026-02-28: 2.6532; 2026-03-31: -3.4243; 2026-04-30: 2.6921; 2026-05-31: 2.6921; 2026-06-30: -3.3853; 2026-07-31: 2.739; 2026-08-31: 2.7182; 2026-09-30: -3.3592; 2026-10-31: 2.7651; 2026-11-30: 2.7651; 2026-12-31: -3.3124; 2027-01-31: 2.8119; 2027-02-28: 2.8119; 2027-03-31: -3.2655; 2027-04-30: 2.8923; 2027-05-31: 2.8923; 2027-06-30: -3.1851; 2027-07-31: 2.9379; 2027-08-31: 2.9172; 2027-09-30: -3.1603; 2027-10-31: 2.9628; 2027-11-30: 2.9628; 2027-12-31: -3.1147; 2028-01-31: 3.0084; 2028-02-29: 3.0084; 2028-03-31: -3.0691; 2028-04-30: 3.0454; 2028-05-31: 3.0454; 2028-06-30: -3.032; 2028-07-31: 3.091; 2028-08-31: 3.0703; 2028-09-30: -3.0072; 2028-10-31: 3.1159; 2028-11-30: 3.1159; 2028-12-31: -2.9616; 2029-01-31: 3.1614; 2029-02-28: 3.1614; 2029-03-31: -2.916; 2029-04-30: 3.1982; 2029-05-31: 3.1982; 2029-06-30: -2.8793; 2029-07-31: 3.2437; 2029-08-31: 3.2231; 2029-09-30: -2.8544; 2029-10-31: 3.2686; 2029-11-30: 3.2686; 2029-12-31: -2.8088; 2030-01-31: 3.3142; 2030-02-28: 3.3142; 2030-03-31: -2.7632; 2030-04-30: 3.3506; 2030-05-31: 3.3506; 2030-06-30: -2.7269; 2030-07-31: 3.3962; 2030-08-31: 3.3755; 2030-09-30: -2.7019; 2030-10-31: 3.4211; 2030-11-30: 3.4211; 2030-12-31: -2.6563; 2031-01-31: 3.4667; 2031-02-28: 3.4667; 2031-03-31: -2.6108; 2031-04-30: 3.5027; 2031-05-31: 3.5027; 2031-06-30: -2.5748; 2031-07-31: 3.5483; 2031-08-31: 3.5277; 2031-09-30: -2.5498; 2031-10-31: 3.5732; 2031-11-30: 3.5732; 2031-12-31: -2.5042; 2032-01-31: 3.6188; 2032-02-29: 3.6188; 2032-03-31: -2.4586; 2032-04-30: 3.6545; 2032-05-31: 3.6545; 2032-06-30: -2.423; 2032-07-31: 3.7; 2032-08-31: 12
Year 9 | 11 | 3.271% | 2025-07-01: -106.5301; 2025-08-31: 0; 2025-09-30: 0; 2025-10-31: 0; 2025-11-30: 4.2542; 2025-12-31: -3.4711; 2026-01-31: 2.6532; 2026-02-28: 2.6532; 2026-03-31: -3.4243; 2026-04-30: 2.6921; 2026-05-31: 2.6921; 2026-06-30: -3.3853; 2026-07-31: 2.739; 2026-08-31: 2.7182; 2026-09-30: -3.3592; 2026-10-31: 2.7651; 2026-11-30: 2.7651; 2026-12-31: -3.3124; 2027-01-31: 2.8119; 2027-02-28: 2.8119; 2027-03-31: -3.2655; 2027-04-30: 2.8923; 2027-05-31: 2.8923; 2027-06-30: -3.1851; 2027-07-31: 2.9379; 2027-08-31: 2.9172; 2027-09-30: -3.1603; 2027-10-31: 2.9628; 2027-11-30: 2.9628; 2027-12-31: -3.1147; 2028-01-31: 3.0084; 2028-02-29: 3.0084; 2028-03-31: -3.0691; 2028-04-30: 3.0454; 2028-05-31: 3.0454; 2028-06-30: -3.032; 2028-07-31: 3.091; 2028-08-31: 3.0703; 2028-09-30: -3.0072; 2028-10-31: 3.1159; 2028-11-30: 3.1159; 2028-12-31: -2.9616; 2029-01-31: 3.1614; 2029-02-28: 3.1614; 2029-03-31: -2.916; 2029-04-30: 3.1982; 2029-05-31: 3.1982; 2029-06-30: -2.8793; 2029-07-31: 3.2437; 2029-08-31: 3.2231; 2029-09-30: -2.8544; 2029-10-31: 3.2686; 2029-11-30: 3.2686; 2029-12-31: -2.8088; 2030-01-31: 3.3142; 2030-02-28: 3.3142; 2030-03-31: -2.7632; 2030-04-30: 3.3506; 2030-05-31: 3.3506; 2030-06-30: -2.7269; 2030-07-31: 3.3962; 2030-08-31: 3.3755; 2030-09-30: -2.7019; 2030-10-31: 3.4211; 2030-11-30: 3.4211; 2030-12-31: -2.6563; 2031-01-31: 3.4667; 2031-02-28: 3.4667; 2031-03-31: -2.6108; 2031-04-30: 3.5027; 2031-05-31: 3.5027; 2031-06-30: -2.5748; 2031-07-31: 3.5483; 2031-08-31: 3.5277; 2031-09-30: -2.5498; 2031-10-31: 3.5732; 2031-11-30: 3.5732; 2031-12-31: -2.5042; 2032-01-31: 3.6188; 2032-02-29: 3.6188; 2032-03-31: -2.4586; 2032-04-30: 3.6545; 2032-05-31: 3.6545; 2032-06-30: -2.423; 2032-07-31: 3.7; 2032-08-31: 3.6794; 2032-09-30: -2.398; 2032-10-31: 3.725; 2032-11-30: 3.725; 2032-12-31: -2.3524; 2033-01-31: 3.7706; 2033-02-28: 3.7706; 2033-03-31: -2.3068; 2033-04-30: 3.8059; 2033-05-31: 3.8059; 2033-06-30: -2.2716; 2033-07-31: 3.8514; 2033-08-31: 11
Year 10 | 9.4 | 5.516% | 2025-07-01: -106.5301; 2025-08-31: 0; 2025-09-30: 0; 2025-10-31: 0; 2025-11-30: 4.2542; 2025-12-31: -3.4711; 2026-01-31: 2.6532; 2026-02-28: 2.6532; 2026-03-31: -3.4243; 2026-04-30: 2.6921; 2026-05-31: 2.6921; 2026-06-30: -3.3853; 2026-07-31: 2.739; 2026-08-31: 2.7182; 2026-09-30: -3.3592; 2026-10-31: 2.7651; 2026-11-30: 2.7651; 2026-12-31: -3.3124; 2027-01-31: 2.8119; 2027-02-28: 2.8119; 2027-03-31: -3.2655; 2027-04-30: 2.8923; 2027-05-31: 2.8923; 2027-06-30: -3.1851; 2027-07-31: 2.9379; 2027-08-31: 2.9172; 2027-09-30: -3.1603; 2027-10-31: 2.9628; 2027-11-30: 2.9628; 2027-12-31: -3.1147; 2028-01-31: 3.0084; 2028-02-29: 3.0084; 2028-03-31: -3.0691; 2028-04-30: 3.0454; 2028-05-31: 3.0454; 2028-06-30: -3.032; 2028-07-31: 3.091; 2028-08-31: 3.0703; 2028-09-30: -3.0072; 2028-10-31: 3.1159; 2028-11-30: 3.1159; 2028-12-31: -2.9616; 2029-01-31: 3.1614; 2029-02-28: 3.1614; 2029-03-31: -2.916; 2029-04-30: 3.1982; 2029-05-31: 3.1982; 2029-06-30: -2.8793; 2029-07-31: 3.2437; 2029-08-31: 3.2231; 2029-09-30: -2.8544; 2029-10-31: 3.2686; 2029-11-30: 3.2686; 2029-12-31: -2.8088; 2030-01-31: 3.3142; 2030-02-28: 3.3142; 2030-03-31: -2.7632; 2030-04-30: 3.3506; 2030-05-31: 3.3506; 2030-06-30: -2.7269; 2030-07-31: 3.3962; 2030-08-31: 3.3755; 2030-09-30: -2.7019; 2030-10-31: 3.4211; 2030-11-30: 3.4211; 2030-12-31: -2.6563; 2031-01-31: 3.4667; 2031-02-28: 3.4667; 2031-03-31: -2.6108; 2031-04-30: 3.5027; 2031-05-31: 3.5027; 2031-06-30: -2.5748; 2031-07-31: 3.5483; 2031-08-31: 3.5277; 2031-09-30: -2.5498; 2031-10-31: 3.5732; 2031-11-30: 3.5732; 2031-12-31: -2.5042; 2032-01-31: 3.6188; 2032-02-29: 3.6188; 2032-03-31: -2.4586; 2032-04-30: 3.6545; 2032-05-31: 3.6545; 2032-06-30: -2.423; 2032-07-31: 3.7; 2032-08-31: 3.6794; 2032-09-30: -2.398; 2032-10-31: 3.725; 2032-11-30: 3.725; 2032-12-31: -2.3524; 2033-01-31: 3.7706; 2033-02-28: 3.7706; 2033-03-31: -2.3068; 2033-04-30: 3.8059; 2033-05-31: 3.8059; 2033-06-30: -2.2716; 2033-07-31: 3.8514; 2033-08-31: 3.8309; 2033-09-30: -2.2466; 2033-10-31: 3.8765; 2033-11-30: 3.8765; 2033-12-31: -2.201; 2034-01-31: 3.922; 2034-02-28: 3.922; 2034-03-31: -9.554; 2034-04-30: 3.9569; 2034-05-31: 3.9569; 2034-06-30: -2.1205; 2034-07-31: 4.0025; 2034-08-31: 3.9819; 2034-09-30: 9.4
Year 11(Inverter replacement) | 10 | 5.393% | 2025-07-01: -106.5301; 2025-08-31: 0; 2025-09-30: 0; 2025-10-31: 0; 2025-11-30: 4.2542; 2025-12-31: -3.4711; 2026-01-31: 2.6532; 2026-02-28: 2.6532; 2026-03-31: -3.4243; 2026-04-30: 2.6921; 2026-05-31: 2.6921; 2026-06-30: -3.3853; 2026-07-31: 2.739; 2026-08-31: 2.7182; 2026-09-30: -3.3592; 2026-10-31: 2.7651; 2026-11-30: 2.7651; 2026-12-31: -3.3124; 2027-01-31: 2.8119; 2027-02-28: 2.8119; 2027-03-31: -3.2655; 2027-04-30: 2.8923; 2027-05-31: 2.8923; 2027-06-30: -3.1851; 2027-07-31: 2.9379; 2027-08-31: 2.9172; 2027-09-30: -3.1603; 2027-10-31: 2.9628; 2027-11-30: 2.9628; 2027-12-31: -3.1147; 2028-01-31: 3.0084; 2028-02-29: 3.0084; 2028-03-31: -3.0691; 2028-04-30: 3.0454; 2028-05-31: 3.0454; 2028-06-30: -3.032; 2028-07-31: 3.091; 2028-08-31: 3.0703; 2028-09-30: -3.0072; 2028-10-31: 3.1159; 2028-11-30: 3.1159; 2028-12-31: -2.9616; 2029-01-31: 3.1614; 2029-02-28: 3.1614; 2029-03-31: -2.916; 2029-04-30: 3.1982; 2029-05-31: 3.1982; 2029-06-30: -2.8793; 2029-07-31: 3.2437; 2029-08-31: 3.2231; 2029-09-30: -2.8544; 2029-10-31: 3.2686; 2029-11-30: 3.2686; 2029-12-31: -2.8088; 2030-01-31: 3.3142; 2030-02-28: 3.3142; 2030-03-31: -2.7632; 2030-04-30: 3.3506; 2030-05-31: 3.3506; 2030-06-30: -2.7269; 2030-07-31: 3.3962; 2030-08-31: 3.3755; 2030-09-30: -2.7019; 2030-10-31: 3.4211; 2030-11-30: 3.4211; 2030-12-31: -2.6563; 2031-01-31: 3.4667; 2031-02-28: 3.4667; 2031-03-31: -2.6108; 2031-04-30: 3.5027; 2031-05-31: 3.5027; 2031-06-30: -2.5748; 2031-07-31: 3.5483; 2031-08-31: 3.5277; 2031-09-30: -2.5498; 2031-10-31: 3.5732; 2031-11-30: 3.5732; 2031-12-31: -2.5042; 2032-01-31: 3.6188; 2032-02-29: 3.6188; 2032-03-31: -2.4586; 2032-04-30: 3.6545; 2032-05-31: 3.6545; 2032-06-30: -2.423; 2032-07-31: 3.7; 2032-08-31: 3.6794; 2032-09-30: -2.398; 2032-10-31: 3.725; 2032-11-30: 3.725; 2032-12-31: -2.3524; 2033-01-31: 3.7706; 2033-02-28: 3.7706; 2033-03-31: -2.3068; 2033-04-30: 3.8059; 2033-05-31: 3.8059; 2033-06-30: -2.2716; 2033-07-31: 3.8514; 2033-08-31: 3.8309; 2033-09-30: -2.2466; 2033-10-31: 3.8765; 2033-11-30: 3.8765; 2033-12-31: -2.201; 2034-01-31: 3.922; 2034-02-28: 3.922; 2034-03-31: -9.554; 2034-04-30: 3.9569; 2034-05-31: 3.9569; 2034-06-30: -2.1205; 2034-07-31: 4.0025; 2034-08-31: 3.9819; 2034-09-30: -2.0955; 2034-10-31: 4.0275; 2034-11-30: 4.0275; 2034-12-31: -2.0499; 2035-01-31: 4.0731; 2035-02-28: 4.0731; 2035-03-31: -9.8658; 2035-04-30: 4.1075; 2035-05-31: 4.1075; 2035-06-30: -1.9699; 2035-07-31: -13.9302; 2035-08-31: 4.0493; 2035-09-30: 10
Year 12 | 9 | 8.425% | 2025-07-01: -106.5301; 2025-08-31: 0; 2025-09-30: 0; 2025-10-31: 0; 2025-11-30: 4.2542; 2025-12-31: -3.4711; 2026-01-31: 2.6532; 2026-02-28: 2.6532; 2026-03-31: -3.4243; 2026-04-30: 2.6921; 2026-05-31: 2.6921; 2026-06-30: -3.3853; 2026-07-31: 2.739; 2026-08-31: 2.7182; 2026-09-30: -3.3592; 2026-10-31: 2.7651; 2026-11-30: 2.7651; 2026-12-31: -3.3124; 2027-01-31: 2.8119; 2027-02-28: 2.8119; 2027-03-31: -3.2655; 2027-04-30: 2.8923; 2027-05-31: 2.8923; 2027-06-30: -3.1851; 2027-07-31: 2.9379; 2027-08-31: 2.9172; 2027-09-30: -3.1603; 2027-10-31: 2.9628; 2027-11-30: 2.9628; 2027-12-31: -3.1147; 2028-01-31: 3.0084; 2028-02-29: 3.0084; 2028-03-31: -3.0691; 2028-04-30: 3.0454; 2028-05-31: 3.0454; 2028-06-30: -3.032; 2028-07-31: 3.091; 2028-08-31: 3.0703; 2028-09-30: -3.0072; 2028-10-31: 3.1159; 2028-11-30: 3.1159; 2028-12-31: -2.9616; 2029-01-31: 3.1614; 2029-02-28: 3.1614; 2029-03-31: -2.916; 2029-04-30: 3.1982; 2029-05-31: 3.1982; 2029-06-30: -2.8793; 2029-07-31: 3.2437; 2029-08-31: 3.2231; 2029-09-30: -2.8544; 2029-10-31: 3.2686; 2029-11-30: 3.2686; 2029-12-31: -2.8088; 2030-01-31: 3.3142; 2030-02-28: 3.3142; 2030-03-31: -2.7632; 2030-04-30: 3.3506; 2030-05-31: 3.3506; 2030-06-30: -2.7269; 2030-07-31: 3.3962; 2030-08-31: 3.3755; 2030-09-30: -2.7019; 2030-10-31: 3.4211; 2030-11-30: 3.4211; 2030-12-31: -2.6563; 2031-01-31: 3.4667; 2031-02-28: 3.4667; 2031-03-31: -2.6108; 2031-04-30: 3.5027; 2031-05-31: 3.5027; 2031-06-30: -2.5748; 2031-07-31: 3.5483; 2031-08-31: 3.5277; 2031-09-30: -2.5498; 2031-10-31: 3.5732; 2031-11-30: 3.5732; 2031-12-31: -2.5042; 2032-01-31: 3.6188; 2032-02-29: 3.6188; 2032-03-31: -2.4586; 2032-04-30: 3.6545; 2032-05-31: 3.6545; 2032-06-30: -2.423; 2032-07-31: 3.7; 2032-08-31: 3.6794; 2032-09-30: -2.398; 2032-10-31: 3.725; 2032-11-30: 3.725; 2032-12-31: -2.3524; 2033-01-31: 3.7706; 2033-02-28: 3.7706; 2033-03-31: -2.3068; 2033-04-30: 3.8059; 2033-05-31: 3.8059; 2033-06-30: -2.2716; 2033-07-31: 3.8514; 2033-08-31: 3.8309; 2033-09-30: -2.2466; 2033-10-31: 3.8765; 2033-11-30: 3.8765; 2033-12-31: -2.201; 2034-01-31: 3.922; 2034-02-28: 3.922; 2034-03-31: -9.554; 2034-04-30: 3.9569; 2034-05-31: 3.9569; 2034-06-30: -2.1205; 2034-07-31: 4.0025; 2034-08-31: 3.9819; 2034-09-30: -2.0955; 2034-10-31: 4.0275; 2034-11-30: 4.0275; 2034-12-31: -2.0499; 2035-01-31: 4.0731; 2035-02-28: 4.0731; 2035-03-31: -9.8658; 2035-04-30: 4.1075; 2035-05-31: 4.1075; 2035-06-30: -1.9699; 2035-07-31: -13.9302; 2035-08-31: 4.0493; 2035-09-30: 4.0493; 2035-10-31: 4.0493; 2035-11-30: 4.0493; 2035-12-31: 4.0493; 2036-01-31: 4.0493; 2036-02-29: 4.0493; 2036-03-31: -4.143; 2036-04-30: 4.0378; 2036-05-31: 4.0378; 2036-06-30: 4.0378; 2036-07-31: 4.0378; 2036-08-31: 9
Year 13 | 7.6 | 10.62% | 2025-07-01: -106.5301; 2025-08-31: 0; 2025-09-30: 0; 2025-10-31: 0; 2025-11-30: 4.2542; 2025-12-31: -3.4711; 2026-01-31: 2.6532; 2026-02-28: 2.6532; 2026-03-31: -3.4243; 2026-04-30: 2.6921; 2026-05-31: 2.6921; 2026-06-30: -3.3853; 2026-07-31: 2.739; 2026-08-31: 2.7182; 2026-09-30: -3.3592; 2026-10-31: 2.7651; 2026-11-30: 2.7651; 2026-12-31: -3.3124; 2027-01-31: 2.8119; 2027-02-28: 2.8119; 2027-03-31: -3.2655; 2027-04-30: 2.8923; 2027-05-31: 2.8923; 2027-06-30: -3.1851; 2027-07-31: 2.9379; 2027-08-31: 2.9172; 2027-09-30: -3.1603; 2027-10-31: 2.9628; 2027-11-30: 2.9628; 2027-12-31: -3.1147; 2028-01-31: 3.0084; 2028-02-29: 3.0084; 2028-03-31: -3.0691; 2028-04-30: 3.0454; 2028-05-31: 3.0454; 2028-06-30: -3.032; 2028-07-31: 3.091; 2028-08-31: 3.0703; 2028-09-30: -3.0072; 2028-10-31: 3.1159; 2028-11-30: 3.1159; 2028-12-31: -2.9616; 2029-01-31: 3.1614; 2029-02-28: 3.1614; 2029-03-31: -2.916; 2029-04-30: 3.1982; 2029-05-31: 3.1982; 2029-06-30: -2.8793; 2029-07-31: 3.2437; 2029-08-31: 3.2231; 2029-09-30: -2.8544; 2029-10-31: 3.2686; 2029-11-30: 3.2686; 2029-12-31: -2.8088; 2030-01-31: 3.3142; 2030-02-28: 3.3142; 2030-03-31: -2.7632; 2030-04-30: 3.3506; 2030-05-31: 3.3506; 2030-06-30: -2.7269; 2030-07-31: 3.3962; 2030-08-31: 3.3755; 2030-09-30: -2.7019; 2030-10-31: 3.4211; 2030-11-30: 3.4211; 2030-12-31: -2.6563; 2031-01-31: 3.4667; 2031-02-28: 3.4667; 2031-03-31: -2.6108; 2031-04-30: 3.5027; 2031-05-31: 3.5027; 2031-06-30: -2.5748; 2031-07-31: 3.5483; 2031-08-31: 3.5277; 2031-09-30: -2.5498; 2031-10-31: 3.5732; 2031-11-30: 3.5732; 2031-12-31: -2.5042; 2032-01-31: 3.6188; 2032-02-29: 3.6188; 2032-03-31: -2.4586; 2032-04-30: 3.6545; 2032-05-31: 3.6545; 2032-06-30: -2.423; 2032-07-31: 3.7; 2032-08-31: 3.6794; 2032-09-30: -2.398; 2032-10-31: 3.725; 2032-11-30: 3.725; 2032-12-31: -2.3524; 2033-01-31: 3.7706; 2033-02-28: 3.7706; 2033-03-31: -2.3068; 2033-04-30: 3.8059; 2033-05-31: 3.8059; 2033-06-30: -2.2716; 2033-07-31: 3.8514; 2033-08-31: 3.8309; 2033-09-30: -2.2466; 2033-10-31: 3.8765; 2033-11-30: 3.8765; 2033-12-31: -2.201; 2034-01-31: 3.922; 2034-02-28: 3.922; 2034-03-31: -9.554; 2034-04-30: 3.9569; 2034-05-31: 3.9569; 2034-06-30: -2.1205; 2034-07-31: 4.0025; 2034-08-31: 3.9819; 2034-09-30: -2.0955; 2034-10-31: 4.0275; 2034-11-30: 4.0275; 2034-12-31: -2.0499; 2035-01-31: 4.0731; 2035-02-28: 4.0731; 2035-03-31: -9.8658; 2035-04-30: 4.1075; 2035-05-31: 4.1075; 2035-06-30: -1.9699; 2035-07-31: -13.9302; 2035-08-31: 4.0493; 2035-09-30: 4.0493; 2035-10-31: 4.0493; 2035-11-30: 4.0493; 2035-12-31: 4.0493; 2036-01-31: 4.0493; 2036-02-29: 4.0493; 2036-03-31: -4.143; 2036-04-30: 4.0378; 2036-05-31: 4.0378; 2036-06-30: 4.0378; 2036-07-31: 4.0378; 2036-08-31: 4.0172; 2036-09-30: 4.0172; 2036-10-31: 4.0172; 2036-11-30: 4.0172; 2036-12-31: 4.0172; 2037-01-31: 4.0172; 2037-02-28: 4.0172; 2037-03-31: -4.1872; 2037-04-30: 4.0053; 2037-05-31: 4.0053; 2037-06-30: 4.0053; 2037-07-31: 4.0053; 2037-08-31: 7.6
Year 14 | 6.5 | 12.16% | 2025-07-01: -106.5301; 2025-08-31: 0; 2025-09-30: 0; 2025-10-31: 0; 2025-11-30: 4.2542; 2025-12-31: -3.4711; 2026-01-31: 2.6532; 2026-02-28: 2.6532; 2026-03-31: -3.4243; 2026-04-30: 2.6921; 2026-05-31: 2.6921; 2026-06-30: -3.3853; 2026-07-31: 2.739; 2026-08-31: 2.7182; 2026-09-30: -3.3592; 2026-10-31: 2.7651; 2026-11-30: 2.7651; 2026-12-31: -3.3124; 2027-01-31: 2.8119; 2027-02-28: 2.8119; 2027-03-31: -3.2655; 2027-04-30: 2.8923; 2027-05-31: 2.8923; 2027-06-30: -3.1851; 2027-07-31: 2.9379; 2027-08-31: 2.9172; 2027-09-30: -3.1603; 2027-10-31: 2.9628; 2027-11-30: 2.9628; 2027-12-31: -3.1147; 2028-01-31: 3.0084; 2028-02-29: 3.0084; 2028-03-31: -3.0691; 2028-04-30: 3.0454; 2028-05-31: 3.0454; 2028-06-30: -3.032; 2028-07-31: 3.091; 2028-08-31: 3.0703; 2028-09-30: -3.0072; 2028-10-31: 3.1159; 2028-11-30: 3.1159; 2028-12-31: -2.9616; 2029-01-31: 3.1614; 2029-02-28: 3.1614; 2029-03-31: -2.916; 2029-04-30: 3.1982; 2029-05-31: 3.1982; 2029-06-30: -2.8793; 2029-07-31: 3.2437; 2029-08-31: 3.2231; 2029-09-30: -2.8544; 2029-10-31: 3.2686; 2029-11-30: 3.2686; 2029-12-31: -2.8088; 2030-01-31: 3.3142; 2030-02-28: 3.3142; 2030-03-31: -2.7632; 2030-04-30: 3.3506; 2030-05-31: 3.3506; 2030-06-30: -2.7269; 2030-07-31: 3.3962; 2030-08-31: 3.3755; 2030-09-30: -2.7019; 2030-10-31: 3.4211; 2030-11-30: 3.4211; 2030-12-31: -2.6563; 2031-01-31: 3.4667; 2031-02-28: 3.4667; 2031-03-31: -2.6108; 2031-04-30: 3.5027; 2031-05-31: 3.5027; 2031-06-30: -2.5748; 2031-07-31: 3.5483; 2031-08-31: 3.5277; 2031-09-30: -2.5498; 2031-10-31: 3.5732; 2031-11-30: 3.5732; 2031-12-31: -2.5042; 2032-01-31: 3.6188; 2032-02-29: 3.6188; 2032-03-31: -2.4586; 2032-04-30: 3.6545; 2032-05-31: 3.6545; 2032-06-30: -2.423; 2032-07-31: 3.7; 2032-08-31: 3.6794; 2032-09-30: -2.398; 2032-10-31: 3.725; 2032-11-30: 3.725; 2032-12-31: -2.3524; 2033-01-31: 3.7706; 2033-02-28: 3.7706; 2033-03-31: -2.3068; 2033-04-30: 3.8059; 2033-05-31: 3.8059; 2033-06-30: -2.2716; 2033-07-31: 3.8514; 2033-08-31: 3.8309; 2033-09-30: -2.2466; 2033-10-31: 3.8765; 2033-11-30: 3.8765; 2033-12-31: -2.201; 2034-01-31: 3.922; 2034-02-28: 3.922; 2034-03-31: -9.554; 2034-04-30: 3.9569; 2034-05-31: 3.9569; 2034-06-30: -2.1205; 2034-07-31: 4.0025; 2034-08-31: 3.9819; 2034-09-30: -2.0955; 2034-10-31: 4.0275; 2034-11-30: 4.0275; 2034-12-31: -2.0499; 2035-01-31: 4.0731; 2035-02-28: 4.0731; 2035-03-31: -9.8658; 2035-04-30: 4.1075; 2035-05-31: 4.1075; 2035-06-30: -1.9699; 2035-07-31: -13.9302; 2035-08-31: 4.0493; 2035-09-30: 4.0493; 2035-10-31: 4.0493; 2035-11-30: 4.0493; 2035-12-31: 4.0493; 2036-01-31: 4.0493; 2036-02-29: 4.0493; 2036-03-31: -4.143; 2036-04-30: 4.0378; 2036-05-31: 4.0378; 2036-06-30: 4.0378; 2036-07-31: 4.0378; 2036-08-31: 4.0172; 2036-09-30: 4.0172; 2036-10-31: 4.0172; 2036-11-30: 4.0172; 2036-12-31: 4.0172; 2037-01-31: 4.0172; 2037-02-28: 4.0172; 2037-03-31: -4.1872; 2037-04-30: 4.0053; 2037-05-31: 4.0053; 2037-06-30: 4.0053; 2037-07-31: 4.0053; 2037-08-31: 3.9848; 2037-09-30: 3.9848; 2037-10-31: 3.9848; 2037-11-30: 3.9848; 2037-12-31: 3.9848; 2038-01-31: 3.9848; 2038-02-28: 3.9848; 2038-03-31: -4.1856; 2038-04-30: 3.9724; 2038-05-31: 3.9724; 2038-06-30: 3.9724; 2038-07-31: 3.9724; 2038-08-31: 6.5
Year 15 | 5 | 13.27% | 2025-07-01: -106.5301; 2025-08-31: 0; 2025-09-30: 0; 2025-10-31: 0; 2025-11-30: 4.2542; 2025-12-31: -3.4711; 2026-01-31: 2.6532; 2026-02-28: 2.6532; 2026-03-31: -3.4243; 2026-04-30: 2.6921; 2026-05-31: 2.6921; 2026-06-30: -3.3853; 2026-07-31: 2.739; 2026-08-31: 2.7182; 2026-09-30: -3.3592; 2026-10-31: 2.7651; 2026-11-30: 2.7651; 2026-12-31: -3.3124; 2027-01-31: 2.8119; 2027-02-28: 2.8119; 2027-03-31: -3.2655; 2027-04-30: 2.8923; 2027-05-31: 2.8923; 2027-06-30: -3.1851; 2027-07-31: 2.9379; 2027-08-31: 2.9172; 2027-09-30: -3.1603; 2027-10-31: 2.9628; 2027-11-30: 2.9628; 2027-12-31: -3.1147; 2028-01-31: 3.0084; 2028-02-29: 3.0084; 2028-03-31: -3.0691; 2028-04-30: 3.0454; 2028-05-31: 3.0454; 2028-06-30: -3.032; 2028-07-31: 3.091; 2028-08-31: 3.0703; 2028-09-30: -3.0072; 2028-10-31: 3.1159; 2028-11-30: 3.1159; 2028-12-31: -2.9616; 2029-01-31: 3.1614; 2029-02-28: 3.1614; 2029-03-31: -2.916; 2029-04-30: 3.1982; 2029-05-31: 3.1982; 2029-06-30: -2.8793; 2029-07-31: 3.2437; 2029-08-31: 3.2231; 2029-09-30: -2.8544; 2029-10-31: 3.2686; 2029-11-30: 3.2686; 2029-12-31: -2.8088; 2030-01-31: 3.3142; 2030-02-28: 3.3142; 2030-03-31: -2.7632; 2030-04-30: 3.3506; 2030-05-31: 3.3506; 2030-06-30: -2.7269; 2030-07-31: 3.3962; 2030-08-31: 3.3755; 2030-09-30: -2.7019; 2030-10-31: 3.4211; 2030-11-30: 3.4211; 2030-12-31: -2.6563; 2031-01-31: 3.4667; 2031-02-28: 3.4667; 2031-03-31: -2.6108; 2031-04-30: 3.5027; 2031-05-31: 3.5027; 2031-06-30: -2.5748; 2031-07-31: 3.5483; 2031-08-31: 3.5277; 2031-09-30: -2.5498; 2031-10-31: 3.5732; 2031-11-30: 3.5732; 2031-12-31: -2.5042; 2032-01-31: 3.6188; 2032-02-29: 3.6188; 2032-03-31: -2.4586; 2032-04-30: 3.6545; 2032-05-31: 3.6545; 2032-06-30: -2.423; 2032-07-31: 3.7; 2032-08-31: 3.6794; 2032-09-30: -2.398; 2032-10-31: 3.725; 2032-11-30: 3.725; 2032-12-31: -2.3524; 2033-01-31: 3.7706; 2033-02-28: 3.7706; 2033-03-31: -2.3068; 2033-04-30: 3.8059; 2033-05-31: 3.8059; 2033-06-30: -2.2716; 2033-07-31: 3.8514; 2033-08-31: 3.8309; 2033-09-30: -2.2466; 2033-10-31: 3.8765; 2033-11-30: 3.8765; 2033-12-31: -2.201; 2034-01-31: 3.922; 2034-02-28: 3.922; 2034-03-31: -9.554; 2034-04-30: 3.9569; 2034-05-31: 3.9569; 2034-06-30: -2.1205; 2034-07-31: 4.0025; 2034-08-31: 3.9819; 2034-09-30: -2.0955; 2034-10-31: 4.0275; 2034-11-30: 4.0275; 2034-12-31: -2.0499; 2035-01-31: 4.0731; 2035-02-28: 4.0731; 2035-03-31: -9.8658; 2035-04-30: 4.1075; 2035-05-31: 4.1075; 2035-06-30: -1.9699; 2035-07-31: -13.9302; 2035-08-31: 4.0493; 2035-09-30: 4.0493; 2035-10-31: 4.0493; 2035-11-30: 4.0493; 2035-12-31: 4.0493; 2036-01-31: 4.0493; 2036-02-29: 4.0493; 2036-03-31: -4.143; 2036-04-30: 4.0378; 2036-05-31: 4.0378; 2036-06-30: 4.0378; 2036-07-31: 4.0378; 2036-08-31: 4.0172; 2036-09-30: 4.0172; 2036-10-31: 4.0172; 2036-11-30: 4.0172; 2036-12-31: 4.0172; 2037-01-31: 4.0172; 2037-02-28: 4.0172; 2037-03-31: -4.1872; 2037-04-30: 4.0053; 2037-05-31: 4.0053; 2037-06-30: 4.0053; 2037-07-31: 4.0053; 2037-08-31: 3.9848; 2037-09-30: 3.9848; 2037-10-31: 3.9848; 2037-11-30: 3.9848; 2037-12-31: 3.9848; 2038-01-31: 3.9848; 2038-02-28: 3.9848; 2038-03-31: -4.1856; 2038-04-30: 3.9724; 2038-05-31: 3.9724; 2038-06-30: 3.9724; 2038-07-31: 3.9724; 2038-08-31: 3.9519; 2038-09-30: 3.9519; 2038-10-31: 3.9519; 2038-11-30: 3.9519; 2038-12-31: 3.9519; 2039-01-31: 3.9519; 2039-02-28: 3.9519; 2039-03-31: -4.1704; 2039-04-30: 3.939; 2039-05-31: 3.939; 2039-06-30: 3.939; 2039-07-31: 3.939; 2039-08-31: 5
Year 16 | 2 | 14.08% | -106.5301 | 0 | 0 | 0 | 4.2542 | -3.4711 | 2.6532 | 2.6532 | -3.4243 | 2.6921 | 2.6921 | -3.3853 | 2.739 | 2.7182 | -3.3592 | 2.7651 | 2.7651 | -3.3124 | 2.8119 | 2.8119 | -3.2655 | 2.8923 | 2.8923 | -3.1851 | 2.9379 | 2.9172 | -3.1603 | 2.9628 | 2.9628 | -3.1147 | 3.0084 | 3.0084 | -3.0691 | 3.0454 | 3.0454 | -3.032 | 3.091 | 3.0703 | -3.0072 | 3.1159 | 3.1159 | -2.9616 | 3.1614 | 3.1614 | -2.916 | 3.1982 | 3.1982 | -2.8793 | 3.2437 | 3.2231 | -2.8544 | 3.2686 | 3.2686 | -2.8088 | 3.3142 | 3.3142 | -2.7632 | 3.3506 | 3.3506 | -2.7269 | 3.3962 | 3.3755 | -2.7019 | 3.4211 | 3.4211 | -2.6563 | 3.4667 | 3.4667 | -2.6108 | 3.5027 | 3.5027 | -2.5748 | 3.5483 | 3.5277 | -2.5498 | 3.5732 | 3.5732 | -2.5042 | 3.6188 | 3.6188 | -2.4586 | 3.6545 | 3.6545 | -2.423 | 3.7 | 3.6794 | -2.398 | 3.725 | 3.725 | -2.3524 | 3.7706 | 3.7706 | -2.3068 | 3.8059 | 3.8059 | -2.2716 | 3.8514 | 3.8309 | -2.2466 | 3.8765 | 3.8765 | -2.201 | 3.922 | 3.922 | -9.554 | 3.9569 | 3.9569 | -2.1205 | 4.0025 | 3.9819 | -2.0955 | 4.0275 | 4.0275 | -2.0499 | 4.0731 | 4.0731 | -9.8658 | 4.1075 | 4.1075 | -1.9699 | -13.9302 | 4.0493 | 4.0493 | 4.0493 | 4.0493 | 4.0493 | 4.0493 | 4.0493 | -4.143 | 4.0378 | 4.0378 | 4.0378 | 4.0378 | 4.0172 | 4.0172 | 4.0172 | 4.0172 | 4.0172 | 4.0172 | 4.0172 | -4.1872 | 4.0053 | 4.0053 | 4.0053 | 4.0053 | 3.9848 | 3.9848 | 3.9848 | 3.9848 | 3.9848 | 3.9848 | 3.9848 | -4.1856 | 3.9724 | 3.9724 | 3.9724 | 3.9724 | 3.9519 | 3.9519 | 3.9519 | 3.9519 | 3.9519 | 3.9519 | 3.9519 | -4.1704 | 3.939 | 3.939 | 3.939 | 3.939 | 3.9185 | 3.9185 | 3.9185 | 3.9185 | 3.9185 | 3.9185 | 3.9185 | -4.1469 | 3.9052 | 3.9052 | 3.9052 | 3.9052 | 2
|  |  | -106.5301 | 0 | 0 | 0 | 4.2542 | -3.4711 | 2.6532 | 2.6532 | -3.4243 | 2.6921 | 2.6921 | -3.3853 | 2.739 | 2.7182 | -3.3592 | 2.7651 | 2.7651 | -3.3124 | 2.8119 | 2.8119 | -3.2655 | 2.8923 | 2.8923 | -3.1851 | 2.9379 | 2.9172 | -3.1603 | 2.9628 | 2.9628 | -3.1147 | 3.0084 | 3.0084 | -3.0691 | 3.0454 | 3.0454 | -3.032 | 3.091 | 3.0703 | -3.0072 | 3.1159 | 3.1159 | -2.9616 | 3.1614 | 3.1614 | -2.916 | 3.1982 | 3.1982 | -2.8793 | 3.2437 | 3.2231 | -2.8544 | 3.2686 | 3.2686 | -2.8088 | 3.3142 | 3.3142 | -2.7632 | 3.3506 | 3.3506 | -2.7269 | 3.3962 | 3.3755 | -2.7019 | 3.4211 | 3.4211 | -2.6563 | 3.4667 | 3.4667 | -2.6108 | 3.5027 | 3.5027 | -2.5748 | 3.5483 | 3.5277 | -2.5498 | 3.5732 | 3.5732 | -2.5042 | 3.6188 | 3.6188 | -2.4586 | 3.6545 | 3.6545 | -2.423 | 3.7 | 3.6794 | -2.398 | 3.725 | 3.725 | -2.3524 | 3.7706 | 3.7706 | -2.3068 | 3.8059 | 3.8059 | -2.2716 | 3.8514 | 3.8309 | -2.2466 | 3.8765 | 3.8765 | -2.201 | 3.922 | 3.922 | -9.554 | 3.9569 | 3.9569 | -2.1205 | 4.0025 | 3.9819 | -2.0955 | 4.0275 | 4.0275 | -2.0499 | 4.0731 | 4.0731 | -9.8658 | 4.1075 | 4.1075 | -1.9699 | -13.9302 | 4.0493 | 4.0493 | 4.0493 | 4.0493 | 4.0493 | 4.0493 | 4.0493 | -4.143 | 4.0378 | 4.0378 | 4.0378 | 4.0378 | 4.0172 | 4.0172 | 4.0172 | 4.0172 | 4.0172 | 4.0172 | 4.0172 | -4.1872 | 4.0053 | 4.0053 | 4.0053 | 4.0053 | 3.9848 | 3.9848 | 3.9848 | 3.9848 | 3.9848 | 3.9848 | 3.9848 | -4.1856 | 3.9724 | 3.9724 | 3.9724 | 3.9724 | 3.9519 | 3.9519 | 3.9519 | 3.9519 | 3.9519 | 3.9519 | 3.9519 | -4.1704 | 3.939 | 3.939 | 3.939 | 3.939 | 3.9185 | 3.9185 | 3.9185 | 3.9185 | 3.9185 | 3.9185 | 3.9185 | -4.1469 | 3.9052 | 3.9052 | 3.9052 | 3.9052 | 3.8848 | 3.8848 | 3.8848 | 3.8848 | 3.8848 | 3.8848 | 3.8848 | -4.1182 | 3.8709 | 3.8709 | 3.8709 | 3.8709 | 3.8505 | 3.8505 | 3.8505 | 3.8505 | 3.8505 | 3.8505 | 3.8505 | -4.0861 | 3.8362 | 3.8362 | 3.8362 | 3.8362 | 3.8157 | 3.8157 | 3.8157 | 3.8157 | 3.8157 | 3.8157 | 3.8157 | -4.0518 | 3.8009 | 3.8009 | 3.8009 | 3.8009 | 3.7804 | 3.7804 | 3.7804 | 3.7804 | 3.7804 | 3.7804 | 3.7804 | -4.016 | 3.7651 | 3.7651 | 3.7651 | 3.7651 | 3.7446 | 3.7446 | 3.7446 | 3.7446 | 3.7446 | 3.7446 | 3.7446 | -3.979 | 3.7287 | 3.7287 | 3.7287 | 3.9043 | 3.7083 | 3.7083 | 3.7083 | 3.7083 | 3.7083 | 3.7083 | 3.7083 | -3.941 | 3.6918 | 3.6918 | 3.6918 | 3.6918 | 3.6714 | 3.6714 | 3.6714 | 3.6714 | 3.6714 | 3.6714 | 3.6714 | -3.9023 | 3.6543 | 3.6543 | 3.6543 | 3.6543 | 3.6339 | 3.6339 | 3.6339 | 3.6339 | 3.6339 | 3.6339 | 3.6339 | -3.8628 | 3.6163 | 3.6163 | 3.6163 | 3.6163 | 3.5958 | 3.5958 | 3.5958 | 3.5958 | 3.5958 | 3.5958 | 3.5958 | -3.8225 | 3.5775 | 3.5775 | 3.5775 | 3.5775 | 3.557 | 3.557 | 3.557 | 3.557 | 3.557 | 3.557 | 3.557 | -3.7816 | 3.5382 | 3.5382 | 3.5382 | 1.1096
Equity IRR (Post Tax Incl. Dev Margin) |  |  | 2025-07-01: 13.96%
| 25 years | 16.99% | 2025-07-01: 20 years; 2025-08-31: 16.27%; 2025-09-30: 15 years; 2025-10-31: 14.04%; 2025-11-30: 10 years; 2025-12-31: 3.695%
Equity IRR (Pre Tax) | [303 empty] | c
Net Cash Flow (Post Tax) | Rs. Lakhs |  | -106.5301 | 2.5595 | -3.518 | 2.6063 | 2.6063 | -3.4711 | 2.6532 | 2.6532 | -3.4243 | 2.6921 | 2.6921 | -3.3853 | 2.739 | 2.7182 | -3.3592 | 2.7651 | 2.7651 | -3.3124 | 2.8119 | 2.8119 | -3.2655 | 2.8923 | 2.8923 | -3.1851 | 2.9379 | 2.9172 | -3.1603 | 2.9628 | 2.9628 | -3.1147 | 3.0084 | 3.0084 | -3.0691 | 3.0454 | 3.0454 | -3.032 | 3.091 | 3.0703 | -3.0072 | 3.1159 | 3.1159 | -2.9616 | 3.1614 | 3.1614 | -2.916 | 3.1982 | 3.1982 | -2.8793 | 3.2437 | 3.2231 | -2.8544 | 3.2686 | 3.2686 | -2.8088 | 3.3142 | 3.3142 | -2.7632 | 3.3506 | 3.3506 | -2.7269 | 3.3962 | 3.3755 | -2.7019 | 3.4211 | 3.4211 | -2.6563 | 3.4667 | 3.4667 | -2.6108 | 3.5027 | 3.5027 | -2.5748 | 3.5483 | 3.5277 | -2.5498 | 3.5732 | 3.5732 | -2.5042 | 3.6188 | 3.6188 | -2.4586 | 3.6545 | 3.6545 | -2.423 | 3.7 | 3.6794 | -2.398 | 3.725 | 3.725 | -2.3524 | 3.7706 | 3.7706 | -2.3068 | 3.8059 | 3.8059 | -2.2716 | 3.8514 | 3.8309 | -2.2466 | 3.8765 | 3.8765 | -2.201 | 3.922 | 3.922 | -9.554 | 3.9569 | 3.9569 | -2.1205 | 4.0025 | 3.9819 | -2.0955 | 4.0275 | 4.0275 | -2.0499 | 4.0731 | 4.0731 | -9.8658 | 4.1075 | 4.1075 | -1.9699 | -13.9302 | 4.0493 | 4.0493 | 4.0493 | 4.0493 | 4.0493 | 4.0493 | 4.0493 | -4.143 | 4.0378 | 4.0378 | 4.0378 | 4.0378 | 4.0172 | 4.0172 | 4.0172 | 4.0172 | 4.0172 | 4.0172 | 4.0172 | -4.1872 | 4.0053 | 4.0053 | 4.0053 | 4.0053 | 3.9848 | 3.9848 | 3.9848 | 3.9848 | 3.9848 | 3.9848 | 3.9848 | -4.1856 | 3.9724 | 3.9724 | 3.9724 | 3.9724 | 3.9519 | 3.9519 | 3.9519 | 3.9519 | 3.9519 | 3.9519 | 3.9519 | -4.1704 | 3.939 | 3.939 | 3.939 | 3.939 | 3.9185 | 3.9185 | 3.9185 | 3.9185 | 3.9185 | 3.9185 | 3.9185 | -4.1469 | 3.9052 | 3.9052 | 3.9052 | 3.9052 | 3.8848 | 3.8848 | 3.8848 | 3.8848 | 3.8848 | 3.8848 | 3.8848 | -4.1182 | 3.8709 | 3.8709 | 3.8709 | 3.8709 | 3.8505 | 3.8505 | 3.8505 | 3.8505 | 3.8505 | 3.8505 | 3.8505 | -4.0861 | 3.8362 | 3.8362 | 3.8362 | 3.8362 | 3.8157 | 3.8157 | 3.8157 | 3.8157 | 3.8157 | 3.8157 | 3.8157 | -4.0518 | 3.8009 | 3.8009 | 3.8009 | 3.8009 | 3.7804 | 3.7804 | 3.7804 | 3.7804 | 3.7804 | 3.7804 | 3.7804 | -4.016 | 3.7651 | 3.7651 | 3.7651 | 3.7651 | 3.7446 | 3.7446 | 3.7446 | 3.7446 | 3.7446 | 3.7446 | 3.7446 | -3.979 | 3.7287 | 3.7287 | 3.7287 | 3.9043 | 3.7083 | 3.7083 | 3.7083 | 3.7083 | 3.7083 | 3.7083 | 3.7083 | -3.941 | 3.6918 | 3.6918 | 3.6918 | 3.6918 | 3.6714 | 3.6714 | 3.6714 | 3.6714 | 3.6714 | 3.6714 | 3.6714 | -3.9023 | 3.6543 | 3.6543 | 3.6543 | 3.6543 | 3.6339 | 3.6339 | 3.6339 | 3.6339 | 3.6339 | 3.6339 | 3.6339 | -3.8628 | 3.6163 | 3.6163 | 3.6163 | 3.6163 | 3.5958 | 3.5958 | 3.5958 | 3.5958 | 3.5958 | 3.5958 | 3.5958 | -3.8225 | 3.5775 | 3.5775 | 3.5775 | 3.5775 | 3.557 | 3.557 | 3.557 | 3.557 | 3.557 | 3.557 | 3.557 | -3.7816 | 3.5382 | 3.5382 | 3.5382 | 1.1096 | c
Add: Tax Payable | Rs. Lakhs |  | 0 | 0 | 0 | 0 | 0 | 0 | 0 | 0 | 0 | 0 | 0 | 0 | 0 | 0 | 0 | 0 | 0 | 0 | 0 | 0 | 0 | 0 | 0 | 0 | 0 | 0 | 0 | 0 | 0 | 0 | 0 | 0 | 0 | 0 | 0 | 0 | 0 | 0 | 0 | 0 | 0 | 0 | 0 | 0 | 0 | 0 | 0 | 0 | 0 | 0 | 0 | 0 | 0 | 0 | 0 | 0 | 0 | 0 | 0 | 0 | 0 | 0 | 0 | 0 | 0 | 0 | 0 | 0 | 0 | 0 | 0 | 0 | 0 | 0 | 0 | 0 | 0 | 0 | 0 | 0 | 0 | 0 | 0 | 0 | 0 | 0 | 0 | 0 | 0 | 0 | 0 | 0 | 0 | 0 | 0 | 0 | 0 | 0 | 0 | 0 | 0 | 0 | 0 | 0 | 7.3986 | 0 | 0 | 0 | 0 | 0 | 0 | 0 | 0 | 0 | 0 | 0 | 7.8614 | 0 | 0 | 0 | 0 | 0 | 0 | 0 | 0 | 0 | 0 | 0 | 8.1923 | 0 | 0 | 0 | 0 | 0 | 0 | 0 | 0 | 0 | 0 | 0 | 8.2044 | 0 | 0 | 0 | 0 | 0 | 0 | 0 | 0 | 0 | 0 | 0 | 8.1703 | 0 | 0 | 0 | 0 | 0 | 0 | 0 | 0 | 0 | 0 | 0 | 8.1223 | 0 | 0 | 0 | 0 | 0 | 0 | 0 | 0 | 0 | 0 | 0 | 8.0654 | 0 | 0 | 0 | 0 | 0 | 0 | 0 | 0 | 0 | 0 | 0 | 8.0029 | 0 | 0 | 0 | 0 | 0 | 0 | 0 | 0 | 0 | 0 | 0 | 7.9366 | 0 | 0 | 0 | 0 | 0 | 0 | 0 | 0 | 0 | 0 | 0 | 7.8675 | 0 | 0 | 0 | 0 | 0 | 0 | 0 | 0 | 0 | 0 | 0 | 7.7964 | 0 | 0 | 0 | 0 | 0 | 0 | 0 | 0 | 0 | 0 | 0 | 7.7236 | 0 | 0 | 0 | 0 | 0 | 0 | 0 | 0 | 0 | 0 | 0 | 7.6493 | 0 | 0 | 0 | 0 | 0 | 0 | 0 | 0 | 0 | 0 | 0 | 7.5736 | 0 | 0 | 0 | 0 | 0 | 0 | 0 | 0 | 0 | 0 | 0 | 7.4966 | 0 | 0 | 0 | 0 | 0 | 0 | 0 | 0 | 0 | 0 | 0 | 7.4183 | 0 | 0 | 0 | 0 | 0 | 0 | 0 | 0 | 0 | 0 | 0 | 7.3386 | 0 | 0 | 0 | 2.4286 | c
Net Cash Flow (Pre - Tax) | Rs. Lakhs |  | -106.5301 | 2.5595 | -3.518 | 2.6063 | 2.6063 | -3.4711 | 2.6532 | 2.6532 | -3.4243 | 2.6921 | 2.6921 | -3.3853 | 2.739 | 2.7182 | -3.3592 | 2.7651 | 2.7651 | -3.3124 | 2.8119 | 2.8119 | -3.2655 | 2.8923 | 2.8923 | -3.1851 | 2.9379 | 2.9172 | -3.1603 | 2.9628 | 2.9628 | -3.1147 | 3.0084 | 3.0084 | -3.0691 | 3.0454 | 3.0454 | -3.032 | 3.091 | 3.0703 | -3.0072 | 3.1159 | 3.1159 | -2.9616 | 3.1614 | 3.1614 | -2.916 | 3.1982 | 3.1982 | -2.8793 | 3.2437 | 3.2231 | -2.8544 | 3.2686 | 3.2686 | -2.8088 | 3.3142 | 3.3142 | -2.7632 | 3.3506 | 3.3506 | -2.7269 | 3.3962 | 3.3755 | -2.7019 | 3.4211 | 3.4211 | -2.6563 | 3.4667 | 3.4667 | -2.6108 | 3.5027 | 3.5027 | -2.5748 | 3.5483 | 3.5277 | -2.5498 | 3.5732 | 3.5732 | -2.5042 | 3.6188 | 3.6188 | -2.4586 | 3.6545 | 3.6545 | -2.423 | 3.7 | 3.6794 | -2.398 | 3.725 | 3.725 | -2.3524 | 3.7706 | 3.7706 | -2.3068 | 3.8059 | 3.8059 | -2.2716 | 3.8514 | 3.8309 | -2.2466 | 3.8765 | 3.8765 | -2.201 | 3.922 | 3.922 | -2.1554 | 3.9569 | 3.9569 | -2.1205 | 4.0025 | 3.9819 | -2.0955 | 4.0275 | 4.0275 | -2.0499 | 4.0731 | 4.0731 | -2.0044 | 4.1075 | 4.1075 | -1.9699 | -13.9302 | 4.0493 | 4.0493 | 4.0493 | 4.0493 | 4.0493 | 4.0493 | 4.0493 | 4.0493 | 4.0378 | 4.0378 | 4.0378 | 4.0378 | 4.0172 | 4.0172 | 4.0172 | 4.0172 | 4.0172 | 4.0172 | 4.0172 | 4.0172 | 4.0053 | 4.0053 | 4.0053 | 4.0053 | 3.9848 | 3.9848 | 3.9848 | 3.9848 | 3.9848 | 3.9848 | 3.9848 | 3.9848 | 3.9724 | 3.9724 | 3.9724 | 3.9724 | 3.9519 | 3.9519 | 3.9519 | 3.9519 | 3.9519 | 3.9519 | 3.9519 | 3.9519 | 3.939 | 3.939 | 3.939 | 3.939 | 3.9185 | 3.9185 | 3.9185 | 3.9185 | 3.9185 | 3.9185 | 3.9185 | 3.9185 | 3.9052 | 3.9052 | 3.9052 | 3.9052 | 3.8848 | 3.8848 | 3.8848 | 3.8848 | 3.8848 | 3.8848 | 3.8848 | 3.8848 | 3.8709 | 3.8709 | 3.8709 | 3.8709 | 3.8505 | 3.8505 | 3.8505 | 3.8505 | 3.8505 | 3.8505 | 3.8505 | 3.8505 | 3.8362 | 3.8362 | 3.8362 | 3.8362 | 3.8157 | 3.8157 | 3.8157 | 3.8157 | 3.8157 | 3.8157 | 3.8157 | 3.8157 | 3.8009 | 3.8009 | 3.8009 | 3.8009 | 3.7804 | 3.7804 | 3.7804 | 3.7804 | 3.7804 | 3.7804 | 3.7804 | 3.7804 | 3.7651 | 3.7651 | 3.7651 | 3.7651 | 3.7446 | 3.7446 | 3.7446 | 3.7446 | 3.7446 | 3.7446 | 3.7446 | 3.7446 | 3.7287 | 3.7287 | 3.7287 | 3.9043 | 3.7083 | 3.7083 | 3.7083 | 3.7083 | 3.7083 | 3.7083 | 3.7083 | 3.7083 | 3.6918 | 3.6918 | 3.6918 | 3.6918 | 3.6714 | 3.6714 | 3.6714 | 3.6714 | 3.6714 | 3.6714 | 3.6714 | 3.6714 | 3.6543 | 3.6543 | 3.6543 | 3.6543 | 3.6339 | 3.6339 | 3.6339 | 3.6339 | 3.6339 | 3.6339 | 3.6339 | 3.6339 | 3.6163 | 3.6163 | 3.6163 | 3.6163 | 3.5958 | 3.5958 | 3.5958 | 3.5958 | 3.5958 | 3.5958 | 3.5958 | 3.5958 | 3.5775 | 3.5775 | 3.5775 | 3.5775 | 3.557 | 3.557 | 3.557 | 3.557 | 3.557 | 3.557 | 3.557 | 3.557 | 3.5382 | 3.5382 | 3.5382 | 3.5382 | c
Equity IRR (Pre - Tax) | % |  | 2025-07-01: 18.47% | c
c
c
PROJECT IRR | [303 empty] | c
Project IRR (Post Tax) | [303 empty] | c
Project Cost to Investor | Rs. Lakhs |  | -347.2824 | 0 | 0 | 0 | 0 | 0 | 0 | 0 | 0 | 0 | 0 | 0 | 0 | 0 | 0 | 0 | 0 | 0 | 0 | 0 | 0 | 0 | 0 | 0 | 0 | 0 | 0 | 0 | 0 | 0 | 0 | 0 | 0 | 0 | 0 | 0 | 0 | 0 | 0 | 0 | 0 | 0 | 0 | 0 | 0 | 0 | 0 | 0 | 0 | 0 | 0 | 0 | 0 | 0 | 0 | 0 | 0 | 0 | 0 | 0 | 0 | 0 | 0 | 0 | 0 | 0 | 0 | 0 | 0 | 0 | 0 | 0 | 0 | 0 | 0 | 0 | 0 | 0 | 0 | 0 | 0 | 0 | 0 | 0 | 0 | 0 | 0 | 0 | 0 | 0 | 0 | 0 | 0 | 0 | 0 | 0 | 0 | 0 | 0 | 0 | 0 | 0 | 0 | 0 | 0 | 0 | 0 | 0 | 0 | 0 | 0 | 0 | 0 | 0 | 0 | 0 | 0 | 0 | 0 | 0 | 0 | 0 | 0 | 0 | 0 | 0 | 0 | 0 | 0 | 0 | 0 | 0 | 0 | 0 | 0 | 0 | 0 | 0 | 0 | 0 | 0 | 0 | 0 | 0 | 0 | 0 | 0 | 0 | 0 | 0 | 0 | 0 | 0 | 0 | 0 | 0 | 0 | 0 | 0 | 0 | 0 | 0 | 0 | 0 | 0 | 0 | 0 | 0 | 0 | 0 | 0 | 0 | 0 | 0 | 0 | 0 | 0 | 0 | 0 | 0 | 0 | 0 | 0 | 0 | 0 | 0 | 0 | 0 | 0 | 0 | 0 | 0 | 0 | 0 | 0 | 0 | 0 | 0 | 0 | 0 | 0 | 0 | 0 | 0 | 0 | 0 | 0 | 0 | 0 | 0 | 0 | 0 | 0 | 0 | 0 | 0 | 0 | 0 | 0 | 0 | 0 | 0 | 0 | 0 | 0 | 0 | 0 | 0 | 0 | 0 | 0 | 0 | 0 | 0 | 0 | 0 | 0 | 0 | 0 | 0 | 0 | 0 | 0 | 0 | 0 | 0 | 0 | 0 | 0 | 0 | 0 | 0 | 0 | 0 | 0 | 0 | 0 | 0 | 0 | 0 | 0 | 0 | 0 | 0 | 0 | 0 | 0 | 0 | 0 | 0 | 0 | 0 | 0 | 0 | 0 | 0 | 0 | 0 | 0 | 0 | 0 | 0 | 0 | 0 | 0 | 0 | 0 | 0 | 0 | 0 | 0 | 0 | 0 | 0 | 0 | 0 | 0 | 0 | 0 | 0 | 0 | c
Additional Capex | Rs. Lakhs |  | 0 | 0 | 0 | 0 | 0 | 0 | 0 | 0 | 0 | 0 | 0 | 0 | 0 | 0 | 0 | 0 | 0 | 0 | 0 | 0 | 0 | 0 | 0 | 0 | 0 | 0 | 0 | 0 | 0 | 0 | 0 | 0 | 0 | 0 | 0 | 0 | 0 | 0 | 0 | 0 | 0 | 0 | 0 | 0 | 0 | 0 | 0 | 0 | 0 | 0 | 0 | 0 | 0 | 0 | 0 | 0 | 0 | 0 | 0 | 0 | 0 | 0 | 0 | 0 | 0 | 0 | 0 | 0 | 0 | 0 | 0 | 0 | 0 | 0 | 0 | 0 | 0 | 0 | 0 | 0 | 0 | 0 | 0 | 0 | 0 | 0 | 0 | 0 | 0 | 0 | 0 | 0 | 0 | 0 | 0 | 0 | 0 | 0 | 0 | 0 | 0 | 0 | 0 | 0 | 0 | 0 | 0 | 0 | 0 | 0 | 0 | 0 | 0 | 0 | 0 | 0 | 0 | 0 | 0 | 0 | -18 | 0 | 0 | 0 | 0 | 0 | 0 | 0 | 0 | 0 | 0 | 0 | 0 | 0 | 0 | 0 | 0 | 0 | 0 | 0 | 0 | 0 | 0 | 0 | 0 | 0 | 0 | 0 | 0 | 0 | 0 | 0 | 0 | 0 | 0 | 0 | 0 | 0 | 0 | 0 | 0 | 0 | 0 | 0 | 0 | 0 | 0 | 0 | 0 | 0 | 0 | 0 | 0 | 0 | 0 | 0 | 0 | 0 | 0 | 0 | 0 | 0 | 0 | 0 | 0 | 0 | 0 | 0 | 0 | 0 | 0 | 0 | 0 | 0 | 0 | 0 | 0 | 0 | 0 | 0 | 0 | 0 | 0 | 0 | 0 | 0 | 0 | 0 | 0 | 0 | 0 | 0 | 0 | 0 | 0 | 0 | 0 | 0 | 0 | 0 | 0 | 0 | 0 | 0 | 0 | 0 | 0 | 0 | 0 | 0 | 0 | 0 | 0 | 0 | 0 | 0 | 0 | 0 | 0 | 0 | -18 | 0 | 0 | 0 | 0 | 0 | 0 | 0 | 0 | 0 | 0 | 0 | 0 | 0 | 0 | 0 | 0 | 0 | 0 | 0 | 0 | 0 | 0 | 0 | 0 | 0 | 0 | 0 | 0 | 0 | 0 | 0 | 0 | 0 | 0 | 0 | 0 | 0 | 0 | 0 | 0 | 0 | 0 | 0 | 0 | 0 | 0 | 0 | 0 | 0 | 0 | 0 | 0 | 0 | 0 | 0 | 0 | 0 | 0 | 0 | 0 | c
PAT | Rs. Lakhs |  | -3.3847 | 1.5202 | 1.5202 | 1.567 | 1.567 | 1.567 | 1.6139 | 1.6139 | 1.6139 | 1.65 | 1.65 | 1.65 | 1.6968 | 1.676 | 1.676 | 1.7229 | 1.7229 | 1.7229 | 1.7697 | 1.7697 | 1.7697 | 1.8502 | 1.8502 | 1.8502 | 1.8957 | 1.875 | 1.875 | 1.9206 | 1.9206 | 1.9206 | 1.9662 | 1.9662 | 1.9662 | 2.0032 | 2.0032 | 2.0032 | 2.0488 | 2.0281 | 2.0281 | 2.0737 | 2.0737 | 2.0737 | 2.1193 | 2.1193 | 2.1193 | 2.156 | 2.156 | 2.156 | 2.2016 | 2.1809 | 2.1809 | 2.2265 | 2.2265 | 2.2265 | 2.2721 | 2.2721 | 2.2721 | 2.3084 | 2.3084 | 2.3084 | 2.354 | 2.3334 | 2.3334 | 2.3789 | 2.3789 | 2.3789 | 2.4245 | 2.4245 | 2.4245 | 2.4605 | 2.4605 | 2.4605 | 2.5061 | 2.4855 | 2.4855 | 2.5311 | 2.5311 | 2.5311 | 2.5766 | 2.5766 | 2.5766 | 2.6123 | 2.6123 | 2.6123 | 2.6579 | 2.6373 | 2.6373 | 2.6829 | 2.6829 | 2.6829 | 2.7284 | 2.7284 | 2.7284 | 2.7637 | 2.7637 | 2.7637 | 2.8093 | 2.7887 | 2.7887 | 2.8343 | 2.8343 | 2.8343 | 2.8799 | 2.8799 | -4.5188 | 2.9147 | 2.9147 | 2.9147 | 2.9603 | 2.9398 | 2.9398 | 2.9853 | 2.9853 | 2.9853 | 3.0309 | 3.0309 | -4.8305 | 3.0654 | 3.0654 | 3.0654 | 3.0276 | 3.0071 | 3.0071 | 3.0071 | 3.0071 | 3.0071 | 3.0071 | 3.0071 | -5.1852 | 2.9956 | 2.9956 | 2.9956 | 2.9956 | 2.9751 | 2.9751 | 2.9751 | 2.9751 | 2.9751 | 2.9751 | 2.9751 | -5.2294 | 2.9631 | 2.9631 | 2.9631 | 2.9631 | 2.9426 | 2.9426 | 2.9426 | 2.9426 | 2.9426 | 2.9426 | 2.9426 | -5.2277 | 2.9302 | 2.9302 | 2.9302 | 2.9302 | 2.9097 | 2.9097 | 2.9097 | 2.9097 | 2.9097 | 2.9097 | 2.9097 | -5.2126 | 2.8968 | 2.8968 | 2.8968 | 2.8968 | 2.8764 | 2.8764 | 2.8764 | 2.8764 | 2.8764 | 2.8764 | 2.8764 | -5.189 | 2.863 | 2.863 | 2.863 | 2.863 | 2.8426 | 2.8426 | 2.8426 | 2.8426 | 2.8426 | 2.8426 | 2.8426 | -5.1603 | 2.8288 | 2.8288 | 2.8288 | 2.8288 | 2.8083 | 2.8083 | 2.8083 | 2.8083 | 2.8083 | 2.8083 | 2.8083 | -5.1283 | 2.794 | 2.794 | 2.794 | 2.794 | 2.7735 | 2.7735 | 2.7735 | 2.7735 | 2.7735 | 2.7735 | 2.7735 | -5.094 | 2.7587 | 2.7587 | 2.7587 | 2.7587 | 2.7383 | 2.7383 | 2.7383 | 2.7383 | 2.7383 | 2.7383 | 2.7383 | -5.0582 | 2.7229 | 2.7229 | 2.7229 | 2.7229 | 2.7025 | 2.7025 | 2.7025 | 2.7025 | 2.7025 | 2.7025 | 2.7025 | -5.0212 | 2.6866 | 2.6866 | 2.6866 | 2.6866 | 2.6661 | 2.6661 | 2.6661 | 2.6661 | 2.6661 | 2.6661 | 2.6661 | -4.9832 | 2.6497 | 2.6497 | 2.6497 | 2.6497 | 2.6292 | 2.6292 | 2.6292 | 2.6292 | 2.6292 | 2.6292 | 2.6292 | -4.9444 | 2.6122 | 2.6122 | 2.6122 | 2.6122 | 2.5917 | 2.5917 | 2.5917 | 2.5917 | 2.5917 | 2.5917 | 2.5917 | -4.9049 | 2.5741 | 2.5741 | 2.5741 | 2.5741 | 2.5536 | 2.5536 | 2.5536 | 2.5536 | 2.5536 | 2.5536 | 2.5536 | -4.8647 | 2.5354 | 2.5354 | 2.5354 | 2.5354 | 2.5149 | 2.5149 | 2.5149 | 2.5149 | 2.5149 | 2.5149 | 2.5149 | -4.8238 | 0.41168 | 0.41168 | 0.41168 | -2.0169 | c
Add: Tax Saving | Rs. Lakhs |  | 0 | 0 | 0 | 0 | 0 | 0 | 0 | 0 | 0 | 0 | 0 | 0 | 0 | 0 | 0 | 0 | 0 | 0 | 0 | 0 | 0 | 0 | 0 | 0 | 0 | 0 | 0 | 0 | 0 | 0 | 0 | 0 | 0 | 0 | 0 | 0 | 0 | 0 | 0 | 0 | 0 | 0 | 0 | 0 | 0 | 0 | 0 | 0 | 0 | 0 | 0 | 0 | 0 | 0 | 0 | 0 | 0 | 0 | 0 | 0 | 0 | 0 | 0 | 0 | 0 | 0 | 0 | 0 | 0 | 0 | 0 | 0 | 0 | 0 | 0 | 0 | 0 | 0 | 0 | 0 | 0 | 0 | 0 | 0 | 0 | 0 | 0 | 0 | 0 | 0 | 0 | 0 | 0 | 0 | 0 | 0 | 0 | 0 | 0 | 0 | 0 | 0 | 0 | 0 | 0 | 0 | 0 | 0 | 0 | 0 | 0 | 0 | 0 | 0 | 0 | 0 | 0 | 0 | 0 | 0 | 0 | 0 | 0 | 0 | 0 | 0 | 0 | 0 | 0 | 0 | 0 | 0 | 0 | 0 | 0 | 0 | 0 | 0 | 0 | 0 | 0 | 0 | 0 | 0 | 0 | 0 | 0 | 0 | 0 | 0 | 0 | 0 | 0 | 0 | 0 | 0 | 0 | 0 | 0 | 0 | 0 | 0 | 0 | 0 | 0 | 0 | 0 | 0 | 0 | 0 | 0 | 0 | 0 | 0 | 0 | 0 | 0 | 0 | 0 | 0 | 0 | 0 | 0 | 0 | 0 | 0 | 0 | 0 | 0 | 0 | 0 | 0 | 0 | 0 | 0 | 0 | 0 | 0 | 0 | 0 | 0 | 0 | 0 | 0 | 0 | 0 | 0 | 0 | 0 | 0 | 0 | 0 | 0 | 0 | 0 | 0 | 0 | 0 | 0 | 0 | 0 | 0 | 0 | 0 | 0 | 0 | 0 | 0 | 0 | 0 | 0 | 0 | 0 | 0 | 0 | 0 | 0 | 0 | 0 | 0 | 0 | 0 | 0 | 0 | 0 | 0 | 0 | 0 | 0 | 0 | 0 | 0 | 0 | 0 | 0 | 0 | 0 | 0 | 0 | 0 | 0 | 0 | 0 | 0 | 0 | 0 | 0 | 0 | 0 | 0 | 0 | 0 | 0 | 0 | 0 | 0 | 0 | 0 | 0 | 0 | 0 | 0 | 0 | 0 | 0 | 0 | 0 | 0 | 0 | 0 | 0 | 0 | 0 | 0 | 0 | 0 | 0 | 0 | 0 | 0 | 0 | c
Add: Depreciation | Rs. Lakhs |  | 1.0393 | 1.0393 | 1.0393 | 1.0393 | 1.0393 | 1.0393 | 1.0393 | 1.0393 | 1.0393 | 1.0422 | 1.0422 | 1.0422 | 1.0422 | 1.0422 | 1.0422 | 1.0422 | 1.0422 | 1.0422 | 1.0422 | 1.0422 | 1.0422 | 1.0422 | 1.0422 | 1.0422 | 1.0422 | 1.0422 | 1.0422 | 1.0422 | 1.0422 | 1.0422 | 1.0422 | 1.0422 | 1.0422 | 1.0422 | 1.0422 | 1.0422 | 1.0422 | 1.0422 | 1.0422 | 1.0422 | 1.0422 | 1.0422 | 1.0422 | 1.0422 | 1.0422 | 1.0422 | 1.0422 | 1.0422 | 1.0422 | 1.0422 | 1.0422 | 1.0422 | 1.0422 | 1.0422 | 1.0422 | 1.0422 | 1.0422 | 1.0422 | 1.0422 | 1.0422 | 1.0422 | 1.0422 | 1.0422 | 1.0422 | 1.0422 | 1.0422 | 1.0422 | 1.0422 | 1.0422 | 1.0422 | 1.0422 | 1.0422 | 1.0422 | 1.0422 | 1.0422 | 1.0422 | 1.0422 | 1.0422 | 1.0422 | 1.0422 | 1.0422 | 1.0422 | 1.0422 | 1.0422 | 1.0422 | 1.0422 | 1.0422 | 1.0422 | 1.0422 | 1.0422 | 1.0422 | 1.0422 | 1.0422 | 1.0422 | 1.0422 | 1.0422 | 1.0422 | 1.0422 | 1.0422 | 1.0422 | 1.0422 | 1.0422 | 1.0422 | 1.0422 | 1.0422 | 1.0422 | 1.0422 | 1.0422 | 1.0422 | 1.0422 | 1.0422 | 1.0422 | 1.0422 | 1.0422 | 1.0422 | 1.0422 | 1.0422 | 1.0422 | 1.0422 | 1.0422 | 1.0422 | 1.0422 | 1.0422 | 1.0422 | 1.0422 | 1.0422 | 1.0422 | 1.0422 | 1.0422 | 1.0422 | 1.0422 | 1.0422 | 1.0422 | 1.0422 | 1.0422 | 1.0422 | 1.0422 | 1.0422 | 1.0422 | 1.0422 | 1.0422 | 1.0422 | 1.0422 | 1.0422 | 1.0422 | 1.0422 | 1.0422 | 1.0422 | 1.0422 | 1.0422 | 1.0422 | 1.0422 | 1.0422 | 1.0422 | 1.0422 | 1.0422 | 1.0422 | 1.0422 | 1.0422 | 1.0422 | 1.0422 | 1.0422 | 1.0422 | 1.0422 | 1.0422 | 1.0422 | 1.0422 | 1.0422 | 1.0422 | 1.0422 | 1.0422 | 1.0422 | 1.0422 | 1.0422 | 1.0422 | 1.0422 | 1.0422 | 1.0422 | 1.0422 | 1.0422 | 1.0422 | 1.0422 | 1.0422 | 1.0422 | 1.0422 | 1.0422 | 1.0422 | 1.0422 | 1.0422 | 1.0422 | 1.0422 | 1.0422 | 1.0422 | 1.0422 | 1.0422 | 1.0422 | 1.0422 | 1.0422 | 1.0422 | 1.0422 | 1.0422 | 1.0422 | 1.0422 | 1.0422 | 1.0422 | 1.0422 | 1.0422 | 1.0422 | 1.0422 | 1.0422 | 1.0422 | 1.0422 | 1.0422 | 1.0422 | 1.0422 | 1.0422 | 1.0422 | 1.0422 | 1.0422 | 1.0422 | 1.0422 | 1.0422 | 1.0422 | 1.0422 | 1.0422 | 1.0422 | 1.0422 | 1.0422 | 1.0422 | 1.0422 | 1.0422 | 1.0422 | 1.0422 | 1.0422 | 1.0422 | 1.0422 | 1.0422 | 1.0422 | 1.0422 | 1.0422 | 1.0422 | 1.0422 | 1.0422 | 1.0422 | 1.0422 | 1.0422 | 1.0422 | 1.0422 | 1.0422 | 1.0422 | 1.0422 | 1.0422 | 1.0422 | 1.0422 | 1.0422 | 1.0422 | 1.0422 | 1.0422 | 1.0422 | 1.0422 | 1.0422 | 1.0422 | 1.0422 | 1.0422 | 1.0422 | 1.0422 | 1.0422 | 1.0422 | 1.0422 | 1.0422 | 1.0422 | 1.0422 | 1.0422 | 1.0422 | 1.0422 | 1.0422 | 1.0422 | 1.0422 | 1.0422 | 1.0422 | 1.0422 | 1.0422 | 1.0422 | 1.0422 | 1.0422 | 1.0422 | 1.0422 | 1.0422 | 1.0422 | 1.0422 | 1.0422 | 1.0422 | 1.0422 | 1.0422 | 1.0422 | 1.0422 | 1.0422 | 3.1265 | 3.1265 | 3.1265 | 3.1265 | c
Add: Interest | Rs. Lakhs |  | 1.8739 | 1.7906 | 1.7906 | 1.7437 | 1.7437 | 1.7437 | 1.6969 | 1.6969 | 1.6969 | 1.65 | 1.65 | 1.65 | 1.6032 | 1.6032 | 1.6032 | 1.5563 | 1.5563 | 1.5563 | 1.5095 | 1.5095 | 1.5095 | 1.4209 | 1.4209 | 1.4209 | 1.3753 | 1.3753 | 1.3753 | 1.3297 | 1.3297 | 1.3297 | 1.2841 | 1.2841 | 1.2841 | 1.2385 | 1.2385 | 1.2385 | 1.193 | 1.193 | 1.193 | 1.1474 | 1.1474 | 1.1474 | 1.1018 | 1.1018 | 1.1018 | 1.0562 | 1.0562 | 1.0562 | 1.0106 | 1.0106 | 1.0106 | 0.96505 | 0.96505 | 0.96505 | 0.91947 | 0.91947 | 0.91947 | 0.87389 | 0.87389 | 0.87389 | 0.82831 | 0.82831 | 0.82831 | 0.78273 | 0.78273 | 0.78273 | 0.73715 | 0.73715 | 0.73715 | 0.69157 | 0.69157 | 0.69157 | 0.64599 | 0.64599 | 0.64599 | 0.60041 | 0.60041 | 0.60041 | 0.55483 | 0.55483 | 0.55483 | 0.50925 | 0.50925 | 0.50925 | 0.46367 | 0.46367 | 0.46367 | 0.41808 | 0.41808 | 0.41808 | 0.3725 | 0.3725 | 0.3725 | 0.32692 | 0.32692 | 0.32692 | 0.28134 | 0.28134 | 0.28134 | 0.23576 | 0.23576 | 0.23576 | 0.19018 | 0.19018 | 0.19018 | 0.1446 | 0.1446 | 0.1446 | 0.099018 | 0.099018 | 0.099018 | 0.053438 | 0.053438 | 0.053438 | 0.0078569 | 0.0078569 | 0.0078569 | -0.037724 | -0.037724 | -0.037724 | 0 | 0 | 0 | 0 | 0 | 0 | 0 | 0 | 0 | 0 | 0 | 0 | 0 | 0 | 0 | 0 | 0 | 0 | 0 | 0 | 0 | 0 | 0 | 0 | 0 | 0 | 0 | 0 | 0 | 0 | 0 | 0 | 0 | 0 | 0 | 0 | 0 | 0 | 0 | 0 | 0 | 0 | 0 | 0 | 0 | 0 | 0 | 0 | 0 | 0 | 0 | 0 | 0 | 0 | 0 | 0 | 0 | 0 | 0 | 0 | 0 | 0 | 0 | 0 | 0 | 0 | 0 | 0 | 0 | 0 | 0 | 0 | 0 | 0 | 0 | 0 | 0 | 0 | 0 | 0 | 0 | 0 | 0 | 0 | 0 | 0 | 0 | 0 | 0 | 0 | 0 | 0 | 0 | 0 | 0 | 0 | 0 | 0 | 0 | 0 | 0 | 0 | 0 | 0 | 0 | 0 | 0 | 0 | 0 | 0 | 0 | 0 | 0 | 0 | 0 | 0 | 0 | 0 | 0 | 0 | 0 | 0 | 0 | 0 | 0 | 0 | 0 | 0 | 0 | 0 | 0 | 0 | 0 | 0 | 0 | 0 | 0 | 0 | 0 | 0 | 0 | 0 | 0 | 0 | 0 | 0 | 0 | 0 | 0 | 0 | 0 | 0 | 0 | 0 | 0 | 0 | 0 | 0 | 0 | 0 | 0 | 0 | 0 | 0 | 0 | 0 | 0 | 0 | 0 | 0 | 0 | 0 | 0 | 0 | 0 | 0 | 0 | 0 | 0 | 0 | 0 | c
Add: Interest Tax Shield | Rs. Lakhs |  |  | 0 | 0 | 0 | 0 | 0 | 0 | 0 | 0 | 0 | 0 | 0 | 0 | 0 | 0 | 0 | 0 | 0 | 0 | 0 | 0 | 0 | 0 | 0 | 0 | 0 | 0 | 0 | 0 | 0 | 0 | 0 | 0 | 0 | 0 | 0 | 0 | 0 | 0 | 0 | 0 | 0 | 0 | 0 | 0 | 0 | 0 | 0 | 0 | 0 | 0 | 0 | 0 | 0 | 0 | 0 | 0 | 0 | 0 | 0 | 0 | 0 | 0 | 0 | 0 | 0 | 0 | 0 | 0 | 0 | 0 | 0 | 0 | 0 | 0 | 0 | 0 | 0 | 0 | 0 | 0 | 0 | 0 | 0 | 0 | 0 | 0 | 0 | 0 | 0 | 0 | 0 | 0 | -0.073697 | -0.073697 | -0.073697 | -0.063422 | -0.063422 | -0.063422 | -0.053147 | -0.053147 | -0.053147 | -0.042872 | -0.042872 | -0.042872 | -0.032823 | -0.032823 | -0.032823 | -0.022476 | -0.022476 | -0.022476 | -0.01213 | -0.01213 | -0.01213 | -0.0017834 | -0.0017834 | -0.0017834 | 0.0085773 | 0.0085773 | 0.0085773 | 0 | 0 | 0 | 0 | 0 | 0 | 0 | 0 | 0 | 0 | 0 | 0 | 0 | 0 | 0 | 0 | 0 | 0 | 0 | 0 | 0 | 0 | 0 | 0 | 0 | 0 | 0 | 0 | 0 | 0 | 0 | 0 | 0 | 0 | 0 | 0 | 0 | 0 | 0 | 0 | 0 | 0 | 0 | 0 | 0 | 0 | 0 | 0 | 0 | 0 | 0 | 0 | 0 | 0 | 0 | 0 | 0 | 0 | 0 | 0 | 0 | 0 | 0 | 0 | 0 | 0 | 0 | 0 | 0 | 0 | 0 | 0 | 0 | 0 | 0 | 0 | 0 | 0 | 0 | 0 | 0 | 0 | 0 | 0 | 0 | 0 | 0 | 0 | 0 | 0 | 0 | 0 | 0 | 0 | 0 | 0 | 0 | 0 | 0 | 0 | 0 | 0 | 0 | 0 | 0 | 0 | 0 | 0 | 0 | 0 | 0 | 0 | 0 | 0 | 0 | 0 | 0 | 0 | 0 | 0 | 0 | 0 | 0 | 0 | 0 | 0 | 0 | 0 | 0 | 0 | 0 | 0 | 0 | 0 | 0 | 0 | 0 | 0 | 0 | 0 | 0 | 0 | 0 | 0 | 0 | 0 | 0 | 0 | 0 | 0 | 0 | 0 | 0 | 0 | 0 | 0 | 0 | 0 | 0 | 0 | 0 | 0 | 0 | 0 | 0 | 0 | 0 | 0 | 0 | 0 | 0 | 0 | 0 | 0 | 0 | 0 | 0 | 0 | 0 | 0 | 0 | c
Add Release of DSRA | Rs. Lakhs |  |  | 0 | 0 | 0 | 0 | 0 | 0 | 0 | 0 | 0 | 0 | 0 | 0 | 0 | 0 | 0 | 0 | 0 | 0 | 0 | 0 | 0 | 0 | 0 | 0 | 0 | 0 | 0 | 0 | 0 | 0 | 0 | 0 | 0 | 0 | 0 | 0 | 0 | 0 | 0 | 0 | 0 | 0 | 0 | 0 | 0 | 0 | 0 | 0 | 0 | 0 | 0 | 0 | 0 | 0 | 0 | 0 | 0 | 0 | 0 | 0 | 0 | 0 | 0 | 0 | 0 | 0 | 0 | 0 | 0 | 0 | 0 | 0 | 0 | 0 | 0 | 0 | 0 | 0 | 0 | 0 | 0 | 0 | 0 | 0 | 0 | 0 | 0 | 0 | 0 | 0 | 0 | 0 | 0 | 0 | 0 | 0 | 0 | 0 | 0 | 0 | 0 | 0 | 0 | 0 | 0 | 0 | 0 | 0 | 0 | 0 | 0 | 0 | 0 | 0 | 0 | 0 | 0 | 0 | 0 | 0 | 0 | 0 | 0 | 0 | 0 | 0 | 0 | 0 | 0 | 0 | 0 | 0 | 0 | 0 | 0 | 0 | 0 | 0 | 0 | 0 | 0 | 0 | 0 | 0 | 0 | 0 | 0 | 0 | 0 | 0 | 0 | 0 | 0 | 0 | 0 | 0 | 0 | 0 | 0 | 0 | 0 | 0 | 0 | 0 | 0 | 0 | 0 | 0 | 0 | 0 | 0 | 0 | 0 | 0 | 0 | 0 | 0 | 0 | 0 | 0 | 0 | 0 | 0 | 0 | 0 | 0 | 0 | 0 | 0 | 0 | 0 | 0 | 0 | 0 | 0 | 0 | 0 | 0 | 0 | 0 | 0 | 0 | 0 | 0 | 0 | 0 | 0 | 0 | 0 | 0 | 0 | 0 | 0 | 0 | 0 | 0 | 0 | 0 | 0 | 0 | 0 | 0 | 0 | 0 | 0 | 0 | 0 | 0 | 0 | 0 | 0 | 0 | 0 | 0 | 0 | 0 | 0 | 0 | 0 | 18.1756 | 0 | 0 | 0 | 0 | 0 | 0 | 0 | 0 | 0 | 0 | 0 | 0 | 0 | 0 | 0 | 0 | 0 | 0 | 0 | 0 | 0 | 0 | 0 | 0 | 0 | 0 | 0 | 0 | 0 | 0 | 0 | 0 | 0 | 0 | 0 | 0 | 0 | 0 | 0 | 0 | 0 | 0 | 0 | 0 | 0 | 0 | 0 | 0 | 0 | 0 | 0 | 0 | 0 | 0 | 0 | 0 | 0 | 0 | 0 | 0 | c
Add: Subsidy | Rs. Lakhs |  | 0 | 0 | 0 | 0 | 0 | 0 | 0 | 0 | 0 | 0 | 0 | 0 | 0 | 0 | 0 | 0 | 0 | 0 | 0 | 0 | 0 | 0 | 0 | 0 | 0 | 0 | 0 | 0 | 0 | 0 | 0 | 0 | 0 | 0 | 0 | 0 | 0 | 0 | 0 | 0 | 0 | 0 | 0 | 0 | 0 | 0 | 0 | 0 | 0 | 0 | 0 | 0 | 0 | 0 | 0 | 0 | 0 | 0 | 0 | 0 | 0 | 0 | 0 | 0 | 0 | 0 | 0 | 0 | 0 | 0 | 0 | 0 | 0 | 0 | 0 | 0 | 0 | 0 | 0 | 0 | 0 | 0 | 0 | 0 | 0 | 0 | 0 | 0 | 0 | 0 | 0 | 0 | 0 | 0 | 0 | 0 | 0 | 0 | 0 | 0 | 0 | 0 | 0 | 0 | 0 | 0 | 0 | 0 | 0 | 0 | 0 | 0 | 0 | 0 | 0 | 0 | 0 | 0 | 0 | 0 | 0 | 0 | 0 | 0 | 0 | 0 | 0 | 0 | 0 | 0 | 0 | 0 | 0 | 0 | 0 | 0 | 0 | 0 | 0 | 0 | 0 | 0 | 0 | 0 | 0 | 0 | 0 | 0 | 0 | 0 | 0 | 0 | 0 | 0 | 0 | 0 | 0 | 0 | 0 | 0 | 0 | 0 | 0 | 0 | 0 | 0 | 0 | 0 | 0 | 0 | 0 | 0 | 0 | 0 | 0 | 0 | 0 | 0 | 0 | 0 | 0 | 0 | 0 | 0 | 0 | 0 | 0 | 0 | 0 | 0 | 0 | 0 | 0 | 0 | 0 | 0 | 0 | 0 | 0 | 0 | 0 | 0 | 0 | 0 | 0 | 0 | 0 | 0 | 0 | 0 | 0 | 0 | 0 | 0 | 0 | 0 | 0 | 0 | 0 | 0 | 0 | 0 | 0 | 0 | 0 | 0 | 0 | 0 | 0 | 0 | 0 | 0 | 0 | 0 | 0 | 0 | 0 | 0 | 0 | 0 | 0 | 0 | 0 | 0 | 0 | 0 | 0 | 0 | 0 | 0 | 0 | 0 | 0 | 0 | 0 | 0 | 0 | 0 | 0 | 0 | 0 | 0 | 0 | 0 | 0 | 0 | 0 | 0 | 0 | 0 | 0 | 0 | 0 | 0 | 0 | 0 | 0 | 0 | 0 | 0 | 0 | 0 | 0 | 0 | 0 | 0 | 0 | 0 | 0 | 0 | 0 | 0 | 0 | 0 | 0 | 0 | 0 | 0 | 0 | 0 | 0 | c
Net Cash Flow | Rs. Lakhs |  | -347.7539 | 4.3501 | 4.3501 | 4.3501 | 4.3501 | 4.3501 | 4.3501 | 4.3501 | 4.3501 | 4.3422 | 4.3422 | 4.3422 | 4.3422 | 4.3214 | 4.3214 | 4.3214 | 4.3214 | 4.3214 | 4.3214 | 4.3214 | 4.3214 | 4.3132 | 4.3132 | 4.3132 | 4.3132 | 4.2925 | 4.2925 | 4.2925 | 4.2925 | 4.2925 | 4.2925 | 4.2925 | 4.2925 | 4.2839 | 4.2839 | 4.2839 | 4.2839 | 4.2632 | 4.2632 | 4.2632 | 4.2632 | 4.2632 | 4.2632 | 4.2632 | 4.2632 | 4.2544 | 4.2544 | 4.2544 | 4.2544 | 4.2337 | 4.2337 | 4.2337 | 4.2337 | 4.2337 | 4.2337 | 4.2337 | 4.2337 | 4.2245 | 4.2245 | 4.2245 | 4.2245 | 4.2038 | 4.2038 | 4.2038 | 4.2038 | 4.2038 | 4.2038 | 4.2038 | 4.2038 | 4.1943 | 4.1943 | 4.1943 | 4.1943 | 4.1736 | 4.1736 | 4.1736 | 4.1736 | 4.1736 | 4.1736 | 4.1736 | 4.1736 | 4.1637 | 4.1637 | 4.1637 | 4.1637 | 4.1431 | 4.1431 | 4.1431 | 4.1431 | 4.1431 | 4.1431 | 4.1431 | 4.1431 | 4.0591 | 4.0591 | 4.0591 | 4.0694 | 4.0488 | 4.0488 | 4.0591 | 4.0591 | 4.0591 | 4.0693 | 4.0693 | -3.3293 | 4.0687 | 4.0687 | 4.0687 | 4.079 | 4.0585 | 4.0585 | 4.0688 | 4.0688 | 4.0688 | 4.0792 | 4.0792 | -3.7823 | 4.0784 | 4.0784 | 4.0784 | -13.9302 | 4.0493 | 4.0493 | 4.0493 | 4.0493 | 4.0493 | 4.0493 | 4.0493 | -4.143 | 4.0378 | 4.0378 | 4.0378 | 4.0378 | 4.0172 | 4.0172 | 4.0172 | 4.0172 | 4.0172 | 4.0172 | 4.0172 | -4.1872 | 4.0053 | 4.0053 | 4.0053 | 4.0053 | 3.9848 | 3.9848 | 3.9848 | 3.9848 | 3.9848 | 3.9848 | 3.9848 | -4.1856 | 3.9724 | 3.9724 | 3.9724 | 3.9724 | 3.9519 | 3.9519 | 3.9519 | 3.9519 | 3.9519 | 3.9519 | 3.9519 | -4.1704 | 3.939 | 3.939 | 3.939 | 3.939 | 3.9185 | 3.9185 | 3.9185 | 3.9185 | 3.9185 | 3.9185 | 3.9185 | -4.1469 | 3.9052 | 3.9052 | 3.9052 | 3.9052 | 3.8848 | 3.8848 | 3.8848 | 3.8848 | 3.8848 | 3.8848 | 3.8848 | -4.1182 | 3.8709 | 3.8709 | 3.8709 | 3.8709 | 3.8505 | 3.8505 | 3.8505 | 3.8505 | 3.8505 | 3.8505 | 3.8505 | -4.0861 | 3.8362 | 3.8362 | 3.8362 | 3.8362 | 3.8157 | 3.8157 | 3.8157 | 3.8157 | 3.8157 | 3.8157 | 3.8157 | -4.0518 | 3.8009 | 3.8009 | 3.8009 | 3.8009 | 3.7804 | 3.7804 | 3.7804 | 3.7804 | 3.7804 | 3.7804 | 3.7804 | -4.016 | 3.7651 | 3.7651 | 3.7651 | 3.7651 | 3.7446 | 3.7446 | 3.7446 | 3.7446 | 3.7446 | 3.7446 | 3.7446 | -3.979 | 3.7287 | 3.7287 | 3.7287 | 3.9043 | 3.7083 | 3.7083 | 3.7083 | 3.7083 | 3.7083 | 3.7083 | 3.7083 | -3.941 | 3.6918 | 3.6918 | 3.6918 | 3.6918 | 3.6714 | 3.6714 | 3.6714 | 3.6714 | 3.6714 | 3.6714 | 3.6714 | -3.9023 | 3.6543 | 3.6543 | 3.6543 | 3.6543 | 3.6339 | 3.6339 | 3.6339 | 3.6339 | 3.6339 | 3.6339 | 3.6339 | -3.8628 | 3.6163 | 3.6163 | 3.6163 | 3.6163 | 3.5958 | 3.5958 | 3.5958 | 3.5958 | 3.5958 | 3.5958 | 3.5958 | -3.8225 | 3.5775 | 3.5775 | 3.5775 | 3.5775 | 3.557 | 3.557 | 3.557 | 3.557 | 3.557 | 3.557 | 3.557 | -3.7816 | 3.5382 | 3.5382 | 3.5382 | 1.1096 | c
Project IRR (Post Tax) | % |  | 2025-07-01: 13.42% | c
Net Cash Flow Adjusting for first three months delay | Rs. Lakhs |  | -347.7539 |  |  |  | 17.4002 | 4.3501 | 4.3501 | 4.3501 | 4.3501 | 4.3422 | 4.3422 | 4.3422 | 4.3422 | 4.3214 | 4.3214 | 4.3214 | 4.3214 | 4.3214 | 4.3214 | 4.3214 | 4.3214 | 4.3132 | 4.3132 | 4.3132 | 4.3132 | 4.2925 | 4.2925 | 4.2925 | 4.2925 | 4.2925 | 4.2925 | 4.2925 | 4.2925 | 4.2839 | 4.2839 | 4.2839 | 4.2839 | 4.2632 | 4.2632 | 4.2632 | 4.2632 | 4.2632 | 4.2632 | 4.2632 | 4.2632 | 4.2544 | 4.2544 | 4.2544 | 4.2544 | 4.2337 | 4.2337 | 4.2337 | 4.2337 | 4.2337 | 4.2337 | 4.2337 | 4.2337 | 4.2245 | 4.2245 | 4.2245 | 4.2245 | 4.2038 | 4.2038 | 4.2038 | 4.2038 | 4.2038 | 4.2038 | 4.2038 | 4.2038 | 4.1943 | 4.1943 | 4.1943 | 4.1943 | 4.1736 | 4.1736 | 4.1736 | 4.1736 | 4.1736 | 4.1736 | 4.1736 | 4.1736 | 4.1637 | 4.1637 | 4.1637 | 4.1637 | 4.1431 | 4.1431 | 4.1431 | 4.1431 | 4.1431 | 4.1431 | 4.1431 | 4.1431 | 4.0591 | 4.0591 | 4.0591 | 4.0694 | 4.0488 | 4.0488 | 4.0591 | 4.0591 | 4.0591 | 4.0693 | 4.0693 | -3.3293 | 4.0687 | 4.0687 | 4.0687 | 4.079 | 4.0585 | 4.0585 | 4.0688 | 4.0688 | 4.0688 | 4.0792 | 4.0792 | -3.7823 | 4.0784 | 4.0784 | 4.0784 | -13.9302 | 4.0493 | 4.0493 | 4.0493 | 4.0493 | 4.0493 | 4.0493 | 4.0493 | -4.143 | 4.0378 | 4.0378 | 4.0378 | 4.0378 | 4.0172 | 4.0172 | 4.0172 | 4.0172 | 4.0172 | 4.0172 | 4.0172 | -4.1872 | 4.0053 | 4.0053 | 4.0053 | 4.0053 | 3.9848 | 3.9848 | 3.9848 | 3.9848 | 3.9848 | 3.9848 | 3.9848 | -4.1856 | 3.9724 | 3.9724 | 3.9724 | 3.9724 | 3.9519 | 3.9519 | 3.9519 | 3.9519 | 3.9519 | 3.9519 | 3.9519 | -4.1704 | 3.939 | 3.939 | 3.939 | 3.939 | 3.9185 | 3.9185 | 3.9185 | 3.9185 | 3.9185 | 3.9185 | 3.9185 | -4.1469 | 3.9052 | 3.9052 | 3.9052 | 3.9052 | 3.8848 | 3.8848 | 3.8848 | 3.8848 | 3.8848 | 3.8848 | 3.8848 | -4.1182 | 3.8709 | 3.8709 | 3.8709 | 3.8709 | 3.8505 | 3.8505 | 3.8505 | 3.8505 | 3.8505 | 3.8505 | 3.8505 | -4.0861 | 3.8362 | 3.8362 | 3.8362 | 3.8362 | 3.8157 | 3.8157 | 3.8157 | 3.8157 | 3.8157 | 3.8157 | 3.8157 | -4.0518 | 3.8009 | 3.8009 | 3.8009 | 3.8009 | 3.7804 | 3.7804 | 3.7804 | 3.7804 | 3.7804 | 3.7804 | 3.7804 | -4.016 | 3.7651 | 3.7651 | 3.7651 | 3.7651 | 3.7446 | 3.7446 | 3.7446 | 3.7446 | 3.7446 | 3.7446 | 3.7446 | -3.979 | 3.7287 | 3.7287 | 3.7287 | 3.9043 | 3.7083 | 3.7083 | 3.7083 | 3.7083 | 3.7083 | 3.7083 | 3.7083 | -3.941 | 3.6918 | 3.6918 | 3.6918 | 3.6918 | 3.6714 | 3.6714 | 3.6714 | 3.6714 | 3.6714 | 3.6714 | 3.6714 | -3.9023 | 3.6543 | 3.6543 | 3.6543 | 3.6543 | 3.6339 | 3.6339 | 3.6339 | 3.6339 | 3.6339 | 3.6339 | 3.6339 | -3.8628 | 3.6163 | 3.6163 | 3.6163 | 3.6163 | 3.5958 | 3.5958 | 3.5958 | 3.5958 | 3.5958 | 3.5958 | 3.5958 | -3.8225 | 3.5775 | 3.5775 | 3.5775 | 3.5775 | 3.557 | 3.557 | 3.557 | 3.557 | 3.557 | 3.557 | 3.557 | -3.7816 | 3.5382 | 3.5382 | 3.5382 | 1.1096 | c
Equity IRR (Post Tax) | Rs. Lakhs |  | 2025-07-01: 13.41% | c
|  |  | 20 years | 12.82% | 15 years | 11.32% | 10 years | 7.02%
DSRA
|  |  |  | 2027-03-31 | 2028-03-31 | 2029-03-31 | 2030-03-31 | 2031-03-31 | 2032-03-31 | 2033-03-31 | 2034-03-31 | 2035-03-31 | 2036-03-31 | 2037-03-31 | 2038-03-31 | 2039-03-31 | 2040-03-31 | 2041-03-31 | 2042-03-31 | 2043-03-31 | 2044-03-31 | 2045-03-31 | 2046-03-31 | 2047-03-31 | 2048-03-31 | 2049-03-31 | 2050-03-31 | 2051-03-31
Opening Balance |  |  |  | 18.1756 | 18.1756 | 18.1756 | 18.1756 | 18.1756 | 18.1756 | 18.1756 | 18.1756 | 18.1756 | 18.1756 | 18.1756 | 18.1756 | 18.1756 | 18.1756 | 18.1756 | 18.1756 | 18.1756 | 18.1756 | 18.1756 | 18.1756 | 0 | 0 | 0 | 0 | 0
Reduction |  |  |  | 0 | 0 | 0 | 0 | 0 | 0 | 0 | 0 | 0 | 0 | 0 | 0 | 0 | 0 | 0 | 0 | 0 | 0 | 0 | 18.1756 | 0 | 0 | 0 | 0 | 0
Addition |  |  |  | 0 | 0 | 0 | 0 | 0 | 0 | 0 | 0 | 0 | 0 | 0 | 0 | 0 | 0 | 0 | 0 | 0 | 0 | 0 | 0 | 0 | 0 | 0 | 0 | 0
Closing Balance |  |  | 18.1756 | 18.1756 | 18.1756 | 18.1756 | 18.1756 | 18.1756 | 18.1756 | 18.1756 | 18.1756 | 18.1756 | 18.1756 | 18.1756 | 18.1756 | 18.1756 | 18.1756 | 18.1756 | 18.1756 | 18.1756 | 18.1756 | 18.1756 | 0 | 0 | 0 | 0 | 0 | 0
Average |  |  |  | 0.99966 | 0.99966 | 0.99966 | 0.99966 | 0.99966 | 0.99966 | 0.99966 | 0.99966 | 0.99966 | 0.99966 | 0.99966 | 0.99966 | 0.99966 | 0.99966 | 0.99966 | 0.99966 | 0.99966 | 0.99966 | 0.99966 | 0.49983 | 0 | 0 | 0 | 0 | 0
Net Cash Flow | Rs. Lakhs |  | -347.7539 | 4.3501 | 4.3501 | 4.3501 | 4.3501 | 4.3501 | 4.3501 | 4.3501 | 4.3501 | 4.3422 | 4.3422 | 4.3422 | 4.3422 | 4.3214 | 4.3214 | 4.3214 | 4.3214 | 4.3214 | 4.3214 | 4.3214 | 4.3214 | 4.3132 | 4.3132 | 4.3132 | 4.3132 | 4.2925 | 4.2925 | 4.2925 | 4.2925 | 4.2925 | 4.2925 | 4.2925 | 4.2925 | 4.2839 | 4.2839 | 4.2839 | 4.2839 | 4.2632 | 4.2632 | 4.2632 | 4.2632 | 4.2632 | 4.2632 | 4.2632 | 4.2632 | 4.2544 | 4.2544 | 4.2544 | 4.2544 | 4.2337 | 4.2337 | 4.2337 | 4.2337 | 4.2337 | 4.2337 | 4.2337 | 4.2337 | 4.2245 | 4.2245 | 4.2245 | 4.2245 | 4.2038 | 4.2038 | 4.2038 | 4.2038 | 4.2038 | 4.2038 | 4.2038 | 4.2038 | 4.1943 | 4.1943 | 4.1943 | 4.1943 | 4.1736 | 4.1736 | 4.1736 | 4.1736 | 4.1736 | 4.1736 | 4.1736 | 4.1736 | 4.1637 | 4.1637 | 4.1637 | 4.1637 | 4.1431 | 4.1431 | 4.1431 | 4.1431 | 4.1431 | 4.1431 | 4.1431 | 4.1431 | 4.0591 | 4.0591 | 4.0591 | 4.0694 | 4.0488 | 4.0488 | 4.0591 | 4.0591 | 4.0591 | 4.0693 | 4.0693 | -3.3293 | 4.0687 | 4.0687 | 4.0687 | 4.079 | 4.0585 | 4.0585 | 4.0688 | 4.0688 | 4.0688 | 4.0792 | 4.0792 | -3.7823 | 4.0784 | 4.0784 | 4.0784 | -13.9302 | 4.0493 | 4.0493 | 4.0493 | 4.0493 | 4.0493 | 4.0493 | 4.0493 | -4.143 | 4.0378 | 4.0378 | 4.0378 | 4.0378 | 4.0172 | 4.0172 | 4.0172 | 4.0172 | 4.0172 | 4.0172 | 4.0172 | -4.1872 | 4.0053 | 4.0053 | 4.0053 | 4.0053 | 3.9848 | 3.9848 | 3.9848 | 3.9848 | 3.9848 | 3.9848 | 3.9848 | -4.1856 | 3.9724 | 3.9724 | 3.9724 | 3.9724 | 3.9519 | 3.9519 | 3.9519 | 3.9519 | 3.9519 | 3.9519 | 3.9519 | -4.1704 | 3.939 | 3.939 | 3.939 | 3.939 | 3.9185 | 3.9185 | 3.9185 | 3.9185 | 3.9185 | 3.9185 | 3.9185 | -4.1469 | 3.9052 | 3.9052 | 3.9052 | 3.9052 | 3.8848 | 3.8848 | 3.8848 | 3.8848 | 3.8848 | 3.8848 | 3.8848 | -4.1182 | 3.8709 | 3.8709 | 3.8709 | 3.8709 | 3.8505 | 3.8505 | 3.8505 | 3.8505 | 3.8505 | 3.8505 | 3.8505 | -4.0861 | 3.8362 | 3.8362 | 3.8362 | 3.8362 | 3.8157 | 3.8157 | 3.8157 | 3.8157 | 3.8157 | 3.8157 | 3.8157 | -4.0518 | 3.8009 | 3.8009 | 3.8009 | 3.8009 | 3.7804 | 3.7804 | 3.7804 | 3.7804 | 3.7804 | 3.7804 | 3.7804 | -4.016 | 3.7651 | 3.7651 | 3.7651 | 3.7651 | 3.7446 | 3.7446 | 3.7446 | 3.7446 | 3.7446 | 3.7446 | 3.7446 | -3.979 | 3.7287 | 3.7287 | 3.7287 | 3.9043 | 3.7083 | 3.7083 | 3.7083 | 3.7083 | 3.7083 | 3.7083 | 3.7083 | -3.941 | 3.6918 | 3.6918 | 3.6918 | 3.6918 | 3.6714 | 3.6714 | 3.6714 | 3.6714 | 3.6714 | 3.6714 | 3.6714 | -3.9023 | 3.6543 | 3.6543 | 3.6543 | 3.6543 | 3.6339 | 3.6339 | 3.6339 | 3.6339 | 3.6339 | 3.6339 | 3.6339 | -3.8628 | 3.6163 | 3.6163 | 3.6163 | 3.6163 | 3.5958 | 3.5958 | 3.5958 | 3.5958 | 3.5958 | 3.5958 | 3.5958 | -3.8225 | 3.5775 | 3.5775 | 3.5775 | 3.5775 | 3.557 | 3.557 | 3.557 | 3.557 | 3.557 | 3.557 | 3.557 | -3.7816 | 3.5382 | 3.5382 | 3.5382 | 1.1096
Project IRR (Post Tax) | % |  | 13.42% | [300 empty] | c
Estimated Financials (Unlevered) - First 10 Yrs (Rs lacs) |  |  |  | Yr 1 | Yr 2 | Yr 3 | Yr 4 | Yr 5 | Yr 6 | Yr 7 | Yr 8 | Yr 9 | Yr 10 | Yr 11 | Yr 12 | Yr 13 | Yr 14 | Yr 15
Net Billable Generation |  |  | 9.2 | 13.7632 | 13.7081 | 13.6533 | 13.5987 | 13.5443 | 13.4901 | 13.4362 | 13.3824 | 13.3289 | 13.2756 | 13.2225 | 13.1696 | 13.1169 | 13.0644 | 13.0122
Avg tariff |  |  | 4.1926 | 4.1926 | 4.1926 | 4.1926 | 4.1926 | 4.1926 | 4.1926 | 4.1926 | 4.1926 | 4.1926 | 4.1926 | 4.1926 | 4.1926 | 4.1926 | 4.1926 | 4.1926
Revenue from Power Portion |  |  | 38.5722 | 57.704 | 57.4731 | 57.2433 | 57.0143 | 56.7862 | 56.5591 | 56.3328 | 56.1075 | 55.8831 | 55.6595 | 55.4369 | 55.2152 | 54.9943 | 54.7743 | 54.5552
Discount for Prompt Payment |  |  | 0 | 0 | 0 | 0 | 0 | 0 | 0 | 0 | 0 | 0 | 0 | 0 | 0 | 0 | 0 | 0
Net Revenue from Generation |  |  | 38.5722 | 57.704 | 57.4731 | 57.2433 | 57.0143 | 56.7862 | 56.5591 | 56.3328 | 56.1075 | 55.8831 | 55.6595 | 55.4369 | 55.2152 | 54.9943 | 54.7743 | 54.5552
O&M Expense |  |  | 2.7 | 3.708 | 3.8192 | 3.9338 | 4.0518 | 4.1734 | 4.2986 | 4.4275 | 4.5604 | 4.6972 | 4.8381 | 4.9832 | 5.1327 | 5.2867 | 5.4453 | 5.6087
Insurance |  |  | 0.52092 | 0.66678 | 0.639 | 0.61122 | 0.58343 | 0.55565 | 0.52787 | 0.50009 | 0.4723 | 0.44452 | 0.41674 | 0.38896 | 0.36117 | 0.33339 | 0.30561 | 0.27783
CMES Collection fee |  |  | 0.375 | 0.51 | 0.5253 | 0.54106 | 0.55729 | 0.57401 | 0.59123 | 0.60897 | 0.62724 | 0.64605 | 0.66543 | 0.6854 | 0.70596 | 0.72714 | 0.74895 | 0.77142
Total Operating Expenses |  |  | 3.5959 | 4.8848 | 4.9835 | 5.0861 | 5.1926 | 5.303 | 5.4177 | 5.5366 | 5.6599 | 5.7878 | 5.9203 | 6.0576 | 6.1999 | 6.3473 | 6.4999 | 6.6579
EBITDA |  |  | 34.9762 | 52.8192 | 52.4896 | 52.1572 | 51.8217 | 51.4832 | 51.1414 | 50.7962 | 50.4476 | 50.0953 | 49.7393 | 49.3793 | 49.0153 | 48.6471 | 48.2744 | 47.8973
% Margin |  |  | 90.68% | 91.53% | 91.33% | 91.11% | 90.89% | 90.66% | 90.42% | 90.17% | 89.91% | 89.64% | 89.36% | 89.07% | 88.77% | 88.46% | 88.13% | 87.8%
Interest |  |  | 16.4433 | 19.9568 | 17.2295 | 15.0417 | 12.8538 | 10.6659 | 8.478 | 6.2902 | 4.1023 | 1.9144 | 0.13674 | 0 | 0 | 0 | 0 | 0
Depreciation (Companies Act) |  |  | 9.3538 | 12.5061 | 12.5061 | 12.5061 | 12.5061 | 12.5061 | 12.5061 | 12.5061 | 12.5061 | 12.5061 | 12.5061 | 12.5061 | 12.5061 | 12.5061 | 12.5061 | 12.5061
EBT |  |  | 9.1791 | 20.3563 | 22.754 | 24.6094 | 26.4619 | 28.3112 | 30.1573 | 32 | 33.8393 | 35.6749 | 37.0965 | 36.8733 | 36.5092 | 36.141 | 35.7684 | 35.3912
Tax |  |  | 0 | 0 | 0 | 0 | 0 | 0 | 0 | 0 | 7.3986 | 7.8614 | 8.1923 | 8.2044 | 8.1703 | 8.1223 | 8.0654 | 8.0029
PAT |  |  | 9.1791 | 20.3563 | 22.754 | 24.6094 | 26.4619 | 28.3112 | 30.1573 | 32 | 26.4407 | 27.8134 | 28.9041 | 28.6688 | 28.3389 | 28.0187 | 27.703 | 27.3883
Free Cash Flow to Investor (Post Tax)
Yearly Free Cashflow after repayment |  |  | -0.34663 | 7.6734 | 10.0533 | 11.8902 | 13.7235 | 15.5529 | 17.3784 | 19.1997 | 13.6182 | 14.9679 | 34.2671 | 40.0845 | 39.729 | 39.3823 | 39.039 | 38.696
Yield (% of net investment value) |  |  | 65.9% | 7.365% | 9.649% | 11.41% | 13.17% | 14.93% | 16.68% | 18.43% | 13.07% | 14.37% | 32.89% | 38.47% | 38.13% | 37.8% | 37.47% | 37.14%
|  |  | 20 years | Yr 1: 12.82%; Yr 2: 15 years; Yr 3: 11.32%; Yr 4: 10 years; Yr 5: 7.02%

## P&L BS and CF
| Parameter | Unit | 2026-03-31 | 2027-03-31 | 2028-03-31 | 2029-03-31 | 2030-03-31 | 2031-03-31 | 2032-03-31 | 2033-03-31 | 2034-03-31 | 2035-03-31 | 2036-03-31 | 2037-03-31 | 2038-03-31 | 2039-03-31 | 2040-03-31 | 2041-03-31 | 2042-03-31 | 2043-03-31 | 2044-03-31 | 2045-03-31 | 2046-03-31 | 2047-03-31 | 2048-03-31 | 2049-03-31 | 2050-03-31 | 2051-03-31
| Year (plant operational) |  | 1 | 2 | 3 | 4 | 5 | 6 | 7 | 8 | 9 | 10 | 11 | 12 | 13 | 14 | 15 | 16 | 17 | 18 | 19 | 20 | 21 | 22 | 23 | 24 | 25 | 26
>> | Profit and Loss Account |  | 2026-03-31 | 2027-03-31 | 2028-03-31 | 2029-03-31 | 2030-03-31 | 2031-03-31 | 2032-03-31 | 2033-03-31 | 2034-03-31 | 2035-03-31 | 2036-03-31 | 2037-03-31
| Total Revenue from Generation | Rs lacs | 38.5722 | 57.704 | 57.4731 | 57.2433 | 57.0143 | 56.7862 | 56.5591 | 56.3328 | 56.1075 | 55.8831 | 55.6595 | 55.4369 | 55.2152 | 54.9943 | 54.7743 | 54.5552 | 54.337 | 54.1197 | 53.9032 | 53.6876 | 53.4728 | 53.2589 | 53.0459 | 52.8337 | 52.6224 | 17.5173
EXPENSE CALCULATIONS
| O&M Expense | Rs lacs | 2.7 | 3.708 | 3.8192 | 3.9338 | 4.0518 | 4.1734 | 4.2986 | 4.4275 | 4.5604 | 4.6972 | 4.8381 | 4.9832 | 5.1327 | 5.2867 | 5.4453 | 5.6087 | 5.7769 | 5.9503 | 6.1288 | 6.3126 | 6.502 | 6.6971 | 6.898 | 7.1049 | 7.3181 | 2.5125
| Insurance | Rs lacs | 0.52092 | 0.66678 | 0.639 | 0.61122 | 0.58343 | 0.55565 | 0.52787 | 0.50009 | 0.4723 | 0.44452 | 0.41674 | 0.38896 | 0.36117 | 0.33339 | 0.30561 | 0.27783 | 0.25004 | 0.22226 | 0.19448 | 0.1667 | 0.13891 | 0.11113 | 0.083348 | 0.055565 | 0.027783 | 0
| CMES collection fee | Rs lacs | 0.375 | 0.51 | 0.5253 | 0.54106 | 0.55729 | 0.57401 | 0.59123 | 0.60897 | 0.62724 | 0.64605 | 0.66543 | 0.6854 | 0.70596 | 0.72714 | 0.74895 | 0.77142 | 0.79456 | 0.8184 | 0.84295 | 0.86824 | 0.89429 | 0.92112 | 0.94875 | 0.97721 | 1.0065 | 0.3388
| Net Service Tax Expense | Rs lacs | 0.64727 | 0.87926 | 0.89704 | 0.9155 | 0.93466 | 0.95455 | 0.97518 | 0.99659 | 1.0188 | 1.0418 | 1.0656 | 1.0904 | 1.116 | 1.1425 | 1.17 | 1.1984 | 1.2279 | 1.2584 | 1.2899 | 1.3226 | 1.3563 | 1.3913 | 1.4274 | 1.4648 | 1.5034 | 0.51324
| TotalOperating Expenses |  | 4.2432 | 5.764 | 5.8806 | 6.0016 | 6.1272 | 6.2576 | 6.3929 | 6.5332 | 6.6787 | 6.8296 | 6.9859 | 7.148 | 7.3158 | 7.4898 | 7.6699 | 7.8564 | 8.0494 | 8.2493 | 8.4561 | 8.6701 | 8.8915 | 9.1206 | 9.3575 | 9.6025 | 9.8558 | 3.3646
| EBIDTA | Rs lacs | 34.329 | 51.9399 | 51.5926 | 51.2417 | 50.8871 | 50.5286 | 50.1662 | 49.7997 | 49.4288 | 49.0535 | 48.6736 | 48.2889 | 47.8993 | 47.5045 | 47.1045 | 46.6989 | 46.2876 | 45.8704 | 45.4471 | 45.0174 | 44.5813 | 44.1383 | 43.6884 | 43.2312 | 42.7666 | 14.1528
| Interest | Rs lacs | 16.4433 | 19.9568 | 17.2295 | 15.0417 | 12.8538 | 10.6659 | 8.478 | 6.2902 | 4.1023 | 1.9144 | 0.13674 | 0 | 0 | 0 | 0 | 0 | 0 | 0 | 0 | 0 | 0 | 0 | 0 | 0 | 0 | 0
| EBDTA | Rs lacs | 17.8857 | 31.9831 | 34.363 | 36.2 | 38.0333 | 39.8627 | 41.6882 | 43.5095 | 45.3265 | 47.1391 | 48.5369 | 48.2889 | 47.8993 | 47.5045 | 47.1045 | 46.6989 | 46.2876 | 45.8704 | 45.4471 | 45.0174 | 44.5813 | 44.1383 | 43.6884 | 43.2312 | 42.7666 | 14.1528
| Depreciation (Companies Act) | Rs lacs | 9.3538 | 12.5061 | 12.5061 | 12.5061 | 12.5061 | 12.5061 | 12.5061 | 12.5061 | 12.5061 | 12.5061 | 12.5061 | 12.5061 | 12.5061 | 12.5061 | 12.5061 | 12.5061 | 12.5061 | 12.5061 | 12.5061 | 12.5061 | 12.5061 | 12.5061 | 12.5061 | 12.5061 | 12.5061 | 12.5061
| EBT | Rs lacs | 8.5319 | 19.4771 | 21.857 | 23.6939 | 25.5272 | 27.3567 | 29.1821 | 31.0034 | 32.8205 | 34.6331 | 36.0308 | 35.7829 | 35.3933 | 34.9985 | 34.5984 | 34.1928 | 33.7815 | 33.3643 | 32.941 | 32.5114 | 32.0752 | 31.6323 | 31.1823 | 30.7252 | 30.2605 | 1.6467
| Tax | Rs lacs | 0 | 0 | 0 | 0 | 0 | 0 | 0 | 0 | 7.3986 | 7.8614 | 8.1923 | 8.2044 | 8.1703 | 8.1223 | 8.0654 | 8.0029 | 7.9366 | 7.8675 | 7.7964 | 7.7236 | 7.6493 | 7.5736 | 7.4966 | 7.4183 | 7.3386 | 2.4286
| PAT | Rs lacs | 8.5319 | 19.4771 | 21.857 | 23.6939 | 25.5272 | 27.3567 | 29.1821 | 31.0034 | 25.4219 | 26.7717 | 27.8385 | 27.5785 | 27.2229 | 26.8762 | 26.533 | 26.1899 | 25.8449 | 25.4968 | 25.1446 | 24.7878 | 24.4259 | 24.0586 | 23.6857 | 23.3069 | 22.9219 | -0.78184
>> | Balance Sheet |  | 2026-03-31 | 2027-03-31 | 2028-03-31 | 2029-03-31 | 2030-03-31 | 2031-03-31 | 2032-03-31 | 2033-03-31 | 2034-03-31 | 2035-03-31 | 2036-03-31 | 2037-03-31 | 2038-03-31 | 2039-03-31 | 2040-03-31 | 2041-03-31 | 2042-03-31 | 2043-03-31 | 2044-03-31 | 2045-03-31 | 2046-03-31 | 2047-03-31 | 2048-03-31 | 2049-03-31 | 2050-03-31 | 2051-03-31
| Equity | Rs lacs | 104.1847 | 104.1847 | 104.1847 | 104.1847 | 104.1847 | 104.1847 | 104.1847 | 104.1847 | 104.1847 | 104.1847 | 104.1847 | 104.1847 | 104.1847 | 104.1847 | 104.1847 | 104.1847 | 104.1847 | 104.1847 | 104.1847 | 104.1847 | 104.1847 | 104.1847 | 104.1847 | 104.1847 | 104.1847 | 104.1847
| P&L Reserve | Rs lacs | 8.5319 | 28.0089 | 49.8659 | 73.5598 | 99.087 | 126.4437 | 155.6258 | 186.6293 | 212.0511 | 238.8228 | 266.6613 | 294.2397 | 321.4626 | 348.3388 | 374.8718 | 401.0617 | 426.9067 | 452.4035 | 477.5481 | 502.3358 | 526.7617 | 550.8204 | 574.5061 | 597.813 | 620.7348 | 619.953
| Debt | Rs lacs | 224.8654 | 200.5556 | 176.2458 | 151.936 | 127.6263 | 103.3165 | 79.0067 | 54.697 | 30.3872 | 6.0774 | 1.803e-13 | 1.803e-13 | 1.803e-13 | 1.803e-13 | 1.803e-13 | 1.803e-13 | 1.803e-13 | 1.803e-13 | 1.803e-13 | 1.803e-13 | 1.803e-13 | 1.803e-13 | 1.803e-13 | 1.803e-13 | 1.803e-13 | 1.803e-13
| Total Laibilities |  | 337.5819 | 332.7492 | 330.2964 | 329.6806 | 330.898 | 333.9449 | 338.8173 | 345.5109 | 346.6231 | 349.0849 | 370.846 | 398.4244 | 425.6474 | 452.5236 | 479.0565 | 505.2465 | 531.0914 | 556.5882 | 581.7328 | 606.5206 | 630.9465 | 655.0051 | 678.6908 | 701.9977 | 724.9196 | 724.1377
| Land & Other | Rs lacs | 0 | 0 | 0 | 0 | 0 | 0 | 0 | 0 | 0 | 0 | 0 | 0 | 0 | 0 | 0 | 0 | 0 | 0 | 0 | 0 | 0 | 0 | 0 | 0 | 0 | 0
| Net Block | Rs lacs | 319.753 | 307.2469 | 294.7408 | 282.2348 | 269.7287 | 257.2227 | 244.7166 | 232.2106 | 219.7045 | 207.1984 | 194.6924 | 182.1863 | 169.6803 | 157.1742 | 144.6681 | 132.1621 | 119.656 | 107.15 | 94.6439 | 82.1378 | 69.6318 | 57.1257 | 44.6197 | 32.1136 | 19.6076 | 7.1015
| Cash in Hand | Rs lacs | 17.8857 | 25.5591 | 35.6123 | 47.5025 | 61.226 | 76.779 | 94.1574 | 113.3571 | 126.9753 | 141.9432 | 176.2104 | 216.2949 | 256.0238 | 295.4061 | 334.4451 | 373.1411 | 411.4921 | 449.495 | 487.1456 | 524.4395 | 579.547 | 616.1117 | 652.3035 | 688.1164 | 723.5443 | 735.2686
| Reserved Cash (DSRA) | Rs lacs | 18.1756 | 18.1756 | 18.1756 | 18.1756 | 18.1756 | 18.1756 | 18.1756 | 18.1756 | 18.1756 | 18.1756 | 18.1756 | 18.1756 | 18.1756 | 18.1756 | 18.1756 | 18.1756 | 18.1756 | 18.1756 | 18.1756 | 18.1756 | 0 | 0 | 0 | 0 | 0 | 0
| Total Assets |  | 355.8143 | 350.9815 | 348.5287 | 347.9129 | 349.1304 | 352.1772 | 357.0496 | 363.7433 | 364.8554 | 367.3173 | 389.0783 | 416.6568 | 443.8797 | 470.7559 | 497.2889 | 523.4788 | 549.3237 | 574.8205 | 599.9651 | 624.7529 | 649.1788 | 673.2374 | 696.9231 | 720.23 | 743.1519 | 742.3701
| Check |  | 18.2323 | 18.2323 | 18.2323 | 18.2323 | 18.2323 | 18.2323 | 18.2323 | 18.2323 | 18.2323 | 18.2323 | 18.2323 | 18.2323 | 18.2323 | 18.2323 | 18.2323 | 18.2323 | 18.2323 | 18.2323 | 18.2323 | 18.2323 | 18.2323 | 18.2323 | 18.2323 | 18.2323 | 18.2323 | 18.2323
>> | Cash Flow Statement |  | 2026-03-31 | 2027-03-31 | 2028-03-31 | 2029-03-31 | 2030-03-31 | 2031-03-31 | 2032-03-31 | 2033-03-31 | 2034-03-31 | 2035-03-31 | 2036-03-31 | 2037-03-31 | 2038-03-31 | 2039-03-31 | 2040-03-31 | 2041-03-31 | 2042-03-31 | 2043-03-31 | 2044-03-31 | 2045-03-31 | 2046-03-31 | 2047-03-31 | 2048-03-31 | 2049-03-31 | 2050-03-31 | 2051-03-31
| PAT | Rs lacs | 8.5319 | 19.4771 | 21.857 | 23.6939 | 25.5272 | 27.3567 | 29.1821 | 31.0034 | 25.4219 | 26.7717 | 27.8385 | 27.5785 | 27.2229 | 26.8762 | 26.533 | 26.1899 | 25.8449 | 25.4968 | 25.1446 | 24.7878 | 24.4259 | 24.0586 | 23.6857 | 23.3069 | 22.9219 | -0.78184
| Depreciation | Rs lacs | 9.3538 | 12.5061 | 12.5061 | 12.5061 | 12.5061 | 12.5061 | 12.5061 | 12.5061 | 12.5061 | 12.5061 | 12.5061 | 12.5061 | 12.5061 | 12.5061 | 12.5061 | 12.5061 | 12.5061 | 12.5061 | 12.5061 | 12.5061 | 12.5061 | 12.5061 | 12.5061 | 12.5061 | 12.5061 | 12.5061
| Repayment of loan | Rs lacs | 0 | -24.3098 | -24.3098 | -24.3098 | -24.3098 | -24.3098 | -24.3098 | -24.3098 | -24.3098 | -24.3098 | -6.0774 | 0 | 0 | 0 | 0 | 0 | 0 | 0 | 0 | 0 | 0 | 0 | 0 | 0 | 0 | 0
| DSRA Release | Rs lacs |  | 0 | 0 | 0 | 0 | 0 | 0 | 0 | 0 | 0 | 0 | 0 | 0 | 0 | 0 | 0 | 0 | 0 | 0 | 0 | 18.1756 | 0 | 0 | 0 | 0 | 0
| Cash generated during the year | Rs lacs | 17.8857 | 7.6734 | 10.0533 | 11.8902 | 13.7235 | 15.5529 | 17.3784 | 19.1997 | 13.6182 | 14.9679 | 34.2671 | 40.0845 | 39.729 | 39.3823 | 39.039 | 38.696 | 38.351 | 38.0028 | 37.6507 | 37.2938 | 55.1075 | 36.5647 | 36.1918 | 35.8129 | 35.4279 | 11.7242
| Opening balance | Rs lacs | 0 | 17.8857 | 25.5591 | 35.6123 | 47.5025 | 61.226 | 76.779 | 94.1574 | 113.3571 | 126.9753 | 141.9432 | 176.2104 | 216.2949 | 256.0238 | 295.4061 | 334.4451 | 373.1411 | 411.4921 | 449.495 | 487.1456 | 524.4395 | 579.547 | 616.1117 | 652.3035 | 688.1164 | 723.5443
| Closing balance | Rs lacs | 17.8857 | 25.5591 | 35.6123 | 47.5025 | 61.226 | 76.779 | 94.1574 | 113.3571 | 126.9753 | 141.9432 | 176.2104 | 216.2949 | 256.0238 | 295.4061 | 334.4451 | 373.1411 | 411.4921 | 449.495 | 487.1456 | 524.4395 | 579.547 | 616.1117 | 652.3035 | 688.1164 | 723.5443 | 735.2686

## PPA_data
[15 empty] | Solar | 3 |  | FMV |  |  | Termination Payment | 1 | 2 | 3 | 4 | 5 | 6 | 7 | 8 | 9 | 10 | 11 | 12 | 13 | 14 | 15 | 16 | 17 | 18 | 19 | 20 | 21 | 22 | 23 | 24 | 25 | Notice Period | [30 empty] | Outputs From the termination sheet =>> |  |  | Breakeven tariff schedule | 1 | 2 | 3 | 4 | 5 | 6 | 7 | 8 | 9 | 10 | 11 | 12 | 13 | 14 | 15 | 16 | 17 | 18 | 19 | 20 | 21 | 22 | 23 | 24 | 25 |  | Tariff Schedule | 1 | 2 | 3 | 4 | 5 | 6 | 7 | 8 | 9 | 10 | 11 | 12 | 13 | 14 | 15 | 16 | 17 | 18 | 19 | 20 | 21 | 22 | 23 | 24 | 25 | 26 | 27 | 28 | 29 | 30 | 31 | 32 | 33 | 34 | 35 | Termination Payment Schedule | 1 | 2 | 3 | 4 | 5 | 6 | 7 | 8 | 9 | 10 | 11 | 12 | 13 | 14 | 15 | 16 | 17 | 18 | 19 | 20 | 21 | 22 | 23 | 24 | 25 | Capacity | 1 | 2 | 3 | 4 | 5 | 6 | 7 | 8 | 9 | 10 | 11 | 12 | 13 | 14 | 15 | 16 | 17 | 18 | 19 | 20 | 21 | 22 | 23 | 24 | 25 | 26 | 27 | 28 | 29 | 30 | plf | 1 | 2 | 3 | 4 | 5 | 6 | 7 | 8 | 9 | 10 | 11 | 12 | 13 | 14 | 15 | 16 | 17 | 18 | 19 | 20 | 21 | 22 | 23 | 24 | 25 | 26 | 27 | 28 | 29 | 30
IRR Sheet Inputs =>> |  |  |  |  | 1 | 1 |  | 4.1926 |  | 0 |  | 15.75% |  |  | Wind | 3.5 |  | Lumpsum | [90 empty] | 4.1926 | 4.1926 | 4.1926 | 4.1926 | 4.1926 | 4.1926 | 4.1926 | 4.1926 | 4.1926 | 4.1926 | 4.1926 | 4.1926 | 4.1926 | 4.1926 | 4.1926 | 4.1926 | 4.1926 | 4.1926 | 4.1926 | 4.1926 | 4.1926 | 4.1926 | 4.1926 | 4.1926 | 4.1926 | 0 | 0 | 0 | 0 | 0 | 0 | 0 | 0 | 0 | 0 |  | 0 | 0 | 0 | 0 | 0 | 0 | 0 | 0 | 0 | 0 | 0 | 0 | 0 | 0 | 0 | 0 | 0 | 0 | 0 | 0 | 0 | 0 | 0 | 0 | 0 |  | 1 | 1 | 1 | 1 | 1 | 1 | 1 | 1 | 1 | 1 | 1 | 1 | 1 | 1 | 1 | 1 | 1 | 1 | 1 | 1 | 1 | 1 | 1 | 1 | 1 | 0 | 0 | 0 | 0 | 0 |  | 15.75% | 15.75% | 15.75% | 15.75% | 15.75% | 15.75% | 15.75% | 15.75% | 15.75% | 15.75% | 15.75% | 15.75% | 15.75% | 15.75% | 15.75% | 15.75% | 15.75% | 15.75% | 15.75% | 15.75% | 15.75% | 15.75% | 15.75% | 15.75% | 15.75% | #DIV/0! | #DIV/0! | #DIV/0! | #DIV/0! | #DIV/0!
0.0001
Sr. No | Client name | Project site | State | Rooftop | CM economic interest | Solar (MWP) | Total capacity | PPA Tariff (inr/kwh) | Escalation (%) | Green credit (inr/kwh) | PPA Tenor | Solar plf | Year one generation | Lock in | Solar/Wind/WSH | POST PPA TARIFF | Whether ownership is transferred to customer at the end of PPA tenure? Y/N | If answer in column R is Yes Whether asset is transferred at FMV or Lumpsum? | If Lumpsum, fill the column in MINR | Terminal value/Transfer value | Unit | Year 1 | Year 2 | Year 3 | Year 4 | Year 5 | Year 6 | Year 7 | Year 8 | Year 9 | Year 10 | Year 11 | Year 12 | Year 13 | Year 14 | Year 15 | Year 16 | Year 17 | Year 18 | Year 19 | Year 20 | Year 21 | Year 22 | Year 23 | Year 24 | Year 25 | Units | Year 1 | Year 2 | Year 3 | Year 4 | Year 5 | Year 6 | Year 7 | Year 8 | Year 9 | Year 10 | Year 11 | Year 12 | Year 13 | Year 14 | Year 15 | Year 16 | Year 17 | Year 18 | Year 19 | Year 20 | Year 21 | Year 22 | Year 23 | Year 24 | Year 25 | Lock in | PPA tenor | Year where BE tariff breaches threshold | Year of PPA closure | Termination: y/n |  | Checks | Checks |  | Year 1 | Year 2 | Year 3 | Year 4 | Year 5 | Year 6 | Year 7 | Year 8 | Year 9 | Year 10 | Year 11 | Year 12 | Year 13 | Year 14 | Year 15 | Year 16 | Year 17 | Year 18 | Year 19 | Year 20 | Year 21 | Year 22 | Year 23 | Year 24 | Year 25 |  |  | Year 1 | Year 2 | Year 3 | Year 4 | Year 5 | Year 6 | Year 7 | Year 8 | Year 9 | Year 10 | Year 11 | Year 12 | Year 13 | Year 14 | Year 15 | Year 16 | Year 17 | Year 18 | Year 19 | Year 20 | Year 21 | Year 22 | Year 23 | Year 24 | Year 25 | Year 26 | Year 27 | Year 28 | Year 29 | Year 30 | [6 empty] | Year 1 | Year 2 | Year 3 | Year 4 | Year 5 | Year 6 | Year 7 | Year 8 | Year 9 | Year 10 | Year 11 | Year 12 | Year 13 | Year 14 | Year 15 | Year 16 | Year 17 | Year 18 | Year 19 | Year 20 | Year 21 | Year 22 | Year 23 | Year 24 | Year 25 |  | Year 1 | Year 2 | Year 3 | Year 4 | Year 5 | Year 6 | Year 7 | Year 8 | Year 9 | Year 10 | Year 11 | Year 12 | Year 13 | Year 14 | Year 15 | Year 16 | Year 17 | Year 18 | Year 19 | Year 20 | Year 21 | Year 22 | Year 23 | Year 24 | Year 25 | Year 26 | Year 27 | Year 28 | Year 29 | Year 30 |  | Year 1 | Year 2 | Year 3 | Year 4 | Year 5 | Year 6 | Year 7 | Year 8 | Year 9 | Year 10 | Year 11 | Year 12 | Year 13 | Year 14 | Year 15 | Year 16 | Year 17 | Year 18 | Year 19 | Year 20 | Year 21 | Year 22 | Year 23 | Year 24 | Year 25 | Year 26 | Year 27 | Year 28 | Year 29 | Year 30
PPA 1 | Offtaker |  |  |  | 1 | 1 | 1 | 4.1926 | 0 | 0 | 25 | 15.75% | 1.38 | 3 | Solar | 0 | Y | Lumpsum | 0.0001 | 0.0001 | Rupees INR(millions) | 33.3621 | 32.9745 | 32.563 | 32.1242 | 31.6542 | 31.1486 | 30.6024 | 30.0097 | 29.364 | 28.6575 | 27.8814 | 27.0256 | 26.0786 | 25.027 | 23.8555 | 22.5465 | 21.0797 | 19.4319 | 17.5765 | 15.4827 | 13.1151 | 10.4333 | 7.3906 | 3.9334 | 0 | Months | [25 empty] | 3 | 25 | 25 | 25 | N |  | 1.1963 | 0.39489 |  | 0 | 0 | 0 | 0 | 0 | 0 | 0 | 0 | 0 | 0 | 0 | 0 | 0 | 0 | 0 | 0 | 0 | 0 | 0 | 0 | 0 | 0 | 0 | 0 | 0 |  |  | 4.1926 | 4.1926 | 4.1926 | 4.1926 | 4.1926 | 4.1926 | 4.1926 | 4.1926 | 4.1926 | 4.1926 | 4.1926 | 4.1926 | 4.1926 | 4.1926 | 4.1926 | 4.1926 | 4.1926 | 4.1926 | 4.1926 | 4.1926 | 4.1926 | 4.1926 | 4.1926 | 4.1926 | 4.1926 | 0 | 0 | 0 | 0 | 0 | [6 empty] | 0 | 0 | 0 | 0 | 0 | 0 | 0 | 0 | 0 | 0 | 0 | 0 | 0 | 0 | 0 | 0 | 0 | 0 | 0 | 0 | 0 | 0 | 0 | 0 | 0 |  | 1 | 1 | 1 | 1 | 1 | 1 | 1 | 1 | 1 | 1 | 1 | 1 | 1 | 1 | 1 | 1 | 1 | 1 | 1 | 1 | 1 | 1 | 1 | 1 | 1 | 0 | 0 | 0 | 0 | 0 |  | 15.75% | 15.75% | 15.75% | 15.75% | 15.75% | 15.75% | 15.75% | 15.75% | 15.75% | 15.75% | 15.75% | 15.75% | 15.75% | 15.75% | 15.75% | 15.75% | 15.75% | 15.75% | 15.75% | 15.75% | 15.75% | 15.75% | 15.75% | 15.75% | 15.75% | 0% | 0% | 0% | 0% | 0%
PPA 2
PPA 3
PPA 4
PPA 5 | [17 empty] | FMV | 1e-05 | 0
PPA 6 | [17 empty] | FMV |  | 0
PPA 7 | [17 empty] | FMV |  | 0
PPA 8 | [17 empty] | FMV |  | 0
PPA 9 | [17 empty] | FMV |  | 0
PPA 10 | [17 empty] | FMV |  | 0
PPA 11 | [17 empty] | FMV |  | 0
PPA 12 | [17 empty] | FMV |  | 0
PPA 13 | [19 empty] | 0
PPA 15 | [12 empty] | 0 | [6 empty] | 0
PPA 16 | [12 empty] | 0 | [6 empty] | 0
PPA 17 | [12 empty] | 0 | [6 empty] | 0 | [61 empty] | #VALUE!
PPA 18 | [12 empty] | 0
PPA 19 | [12 empty] | 0
PPA 20 | [12 empty] | 0
PPA 21 | [12 empty] | 0
PPA 22 | [12 empty] | 0
PPA 23 | [12 empty] | 0
PPA 24 | [12 empty] | 0
PPA 25 | [12 empty] | 0
PPA 26 | [12 empty] | 0
PPA 27 | [12 empty] | 0
PPA 28
PPA 29
PPA 30
PPA 31
PPA 32
PPA 33
PPA 34
PPA 35
PPA 36
3.5
3.5
3.5
3.5
3.5
3.5
3.5
3.5
3.5
X | X |  | X | X |  | X | X | X | X | X | X | X | X | X | [6 empty] | X | X | X | X | X | X | X | X | X | X | X | X | X | X | X | X | X | X | X | X | X | X | X | X | X | X | X | X | X | X | X | X | X | X | X | X | X | X | X | X | X | X | X | X | X | X | X | X | X | X | X | X |  |  | X | X |  | X | X | X | X | X | X | X | X | X | X | X | X | X | X | X | X | X | X | X | X | X | X | X | X | X | X | X | X | X | X | X | [33 empty] | X |  | X | X | X | X | X | X | X | X | X | X | X | X | X | X | X | X | X | X | X | X | X | X | X | X | X | X | bar: Year 1 to Year 25
Note on CM1: Dalal, Divya: offset function hardcoded
Note on DN1: Dalal, Divya: offset hardcoded
Note on EZ1: Dalal, Divya: offset function hardcoded
Note on GA1: Dalal, Divya: offset function hardcoded
Note on HG1: Dalal, Divya: offset function hardcoded
Note on CJ4: Dalal, Divya: offset function hardcoded

## Termination
Sr No | PPA
PPA 1 |  | x
|  |  | Solar MW | 1 | MWp |  |  | NPV of Current EBITDA |  | 33.7286 | INR mm
|  |  | Wind MW |  | MW
|  |  | Solar Generation | 15.75% |  |  |  | NPV of Revised EBITDA |  | 32.5324 | INR mm
|  |  | Wind Generation |  |  | 0
|  |  | Degradation | 0.4% | [5 empty] | 1.1963
|  |  | First Year Tariff | 4.1926 | INR / kWh
|  |  | Tariff Esc | 0%
|  |  | PPA Tenor | 25
Post PPA Tenor
|  |  | Post Termination Tariff | 0 | INR / kWh
|  |  | Solar O&M Exp | 0.36 | INR mm / MW
|  |  | Wind O&M Exp | 0 | INR mm / MW
|  |  | Admin Exp | 0 | INR mm
|  |  | Escalation in EXP | 0.03
|  |  | Termination Year | 7
|  |  | Break even tariff | 0 | INR / kWh | 0
|  |  | Termination Payment | 30.6024 | INR mm
|  |  | Discount Rate | 15% | %
|  |  | Notice period for termination (months) |  |  | 0 | 0 | 0 | 0 | 0 | 0 | 0 | 0 | 0 | 0 | 0 | 0 | 0 | 0 | 0 | 0 | 0 | 0 | 0 | 0 | 0 | 0 | 0 | 0 | 0 | 0 | 0 | 0 | 0 | 0
|  |  | PPA termination year | 25
|  |  | Tariff schedule |  |  | 4.1926 | 4.1926 | 4.1926 | 4.1926 | 4.1926 | 4.1926 | 4.1926 | 4.1926 | 4.1926 | 4.1926 | 4.1926 | 4.1926 | 4.1926 | 4.1926 | 4.1926 | 4.1926 | 4.1926 | 4.1926 | 4.1926 | 4.1926 | 4.1926 | 4.1926 | 4.1926 | 4.1926 | 4.1926 | 0 | 0 | 0 | 0 | 0
|  |  | Termination payment schedule |  |  | 0 | 0 | 0 | 0 | 0 | 0 | 0 | 0 | 0 | 0 | 0 | 0 | 0 | 0 | 0 | 0 | 0 | 0 | 0 | 0 | 0 | 0 | 0 | 0 | 0 | 0 | 0 | 0 | 0 | 0
|  | x | YEAR |  |  | 1 | 2 | 3 | 4 | 5 | 6 | 7 | 8 | 9 | 10 | 11 | 12 | 13 | 14 | 15 | 16 | 17 | 18 | 19 | 20 | 21 | 22 | 23 | 24 | 25 | 26 | 27 | 28 | 29 | 30
Pre-Termination
|  |  | Solar Generation |  | MU | 1.38 | 1.3745 | 1.369 | 1.3635 | 1.3581 | 1.3526 | 1.3472 | 1.3418 | 1.3365 | 1.3311 | 1.3258 | 1.3205 | 1.3152 | 1.3099 | 1.3047 | 1.2995 | 1.2943 | 1.2891 | 1.2839 | 1.2788 | 1.2737 | 1.2686 | 1.2635 | 1.2585 | 1.2534
|  |  | Wind Generation |  | MU | 0 | 0 | 0 | 0 | 0 | 0 | 0 | 0 | 0 | 0 | 0 | 0 | 0 | 0 | 0 | 0 | 0 | 0 | 0 | 0 | 0 | 0 | 0 | 0 | 0
|  |  | Tariff |  | INR / kWh | 4.1926 | 4.1926 | 4.1926 | 4.1926 | 4.1926 | 4.1926 | 4.1926 | 4.1926 | 4.1926 | 4.1926 | 4.1926 | 4.1926 | 4.1926 | 4.1926 | 4.1926 | 4.1926 | 4.1926 | 4.1926 | 4.1926 | 4.1926 | 4.1926 | 4.1926 | 4.1926 | 4.1926 | 4.1926
|  |  | Solar Revenue |  | INR mm | 5.7858 | 5.7627 | 5.7396 | 5.7167 | 5.6938 | 5.671 | 5.6483 | 5.6258 | 5.6033 | 5.5808 | 5.5585 | 5.5363 | 5.5141 | 5.4921 | 5.4701 | 5.4482 | 5.4264 | 5.4047 | 5.3831 | 5.3616 | 5.3401 | 5.3188 | 5.2975 | 5.2763 | 5.2552
|  |  | Wind Revenue |  | INR mm | 0 | 0 | 0 | 0 | 0 | 0 | 0 | 0 | 0 | 0 | 0 | 0 | 0 | 0 | 0 | 0 | 0 | 0 | 0 | 0 | 0 | 0 | 0 | 0 | 0
|  |  | Revenues |  | INR mm | 5.7858 | 5.7627 | 5.7396 | 5.7167 | 5.6938 | 5.671 | 5.6483 | 5.6258 | 5.6033 | 5.5808 | 5.5585 | 5.5363 | 5.5141 | 5.4921 | 5.4701 | 5.4482 | 5.4264 | 5.4047 | 5.3831 | 5.3616 | 5.3401 | 5.3188 | 5.2975 | 5.2763 | 5.2552
|  |  | O&M Exp |  | INR mm | 0.36 | 0.3708 | 0.38192 | 0.39338 | 0.40518 | 0.41734 | 0.42986 | 0.44275 | 0.45604 | 0.46972 | 0.48381 | 0.49832 | 0.51327 | 0.52867 | 0.54453 | 0.56087 | 0.57769 | 0.59503 | 0.61288 | 0.63126 | 0.6502 | 0.66971 | 0.6898 | 0.71049 | 0.73181
|  |  | Admin Exp |  | INR mm | 0 | 0 | 0 | 0 | 0 | 0 | 0 | 0 | 0 | 0 | 0 | 0 | 0 | 0 | 0 | 0 | 0 | 0 | 0 | 0 | 0 | 0 | 0 | 0 | 0
|  |  | EBITDA |  | INR mm | 5.4258 | 5.3919 | 5.3577 | 5.3233 | 5.2886 | 5.2537 | 5.2185 | 5.183 | 5.1472 | 5.1111 | 5.0747 | 5.038 | 5.0009 | 4.9634 | 4.9256 | 4.8874 | 4.8487 | 4.8097 | 4.7702 | 4.7303 | 4.6899 | 4.6491 | 4.6077 | 4.5658 | 4.5234
Post-Termination
|  |  | Tariff |  | INR / kWh | 4.1926 | 4.1926 | 4.1926 | 4.1926 | 4.1926 | 4.1926 | 4.1926 | 0 | 0 | 0 | 0 | 0 | 0 | 0 | 0 | 0 | 0 | 0 | 0 | 0 | 0 | 0 | 0 | 0 | 0
|  |  | Revised Revenues |  | INR mm | 5.7858 | 5.7627 | 5.7396 | 5.7167 | 5.6938 | 5.671 | 5.6483 | 0 | 0 | 0 | 0 | 0 | 0 | 0 | 0 | 0 | 0 | 0 | 0 | 0 | 0 | 0 | 0 | 0 | 0
|  |  | Termination Payment |  | INR mm | 0 | 0 | 0 | 0 | 0 | 0 | 30.6024 | 0 | 0 | 0 | 0 | 0 | 0 | 0 | 0 | 0 | 0 | 0 | 0 | 0 | 0 | 0 | 0 | 0 | 0
|  |  | Revised EBITDA |  | INR mm | 5.4258 | 5.3919 | 5.3577 | 5.3233 | 5.2886 | 5.2537 | 35.8209 | -0.44275 | -0.45604 | -0.46972 | -0.48381 | -0.49832 | -0.51327 | -0.52867 | -0.54453 | -0.56087 | -0.57769 | -0.59503 | -0.61288 | -0.63126 | -0.6502 | -0.66971 | -0.6898 | -0.71049 | -0.73181
|  | x | Termination payment schedule
|  |  | Contract Year | Month | Termination payment | 1: NPV of termination payment; 2: NPV of expenses; 3: NPV of revenue pre termination- solar; 4: NPV of revenue pre termination- wind; 5: NPV- generation Solar; 6: NPV- generation wind; 7: Tariff; 8: Rounded Value tariff; 11: Tentative termination penalty/buy price (INR mm); 12: Termination penalty (Rs/kwp)
|  |  | 1 | 0 | 33.3621 | 1: 33.3621; 2: 2.8706; 3: 36.2327; 4: 0; 5: 8.642; 6: 0; 7: 0; 8: 0; 11: 33.3621; 12: 33362.0931
|  |  | 2 | 0 | 32.9745 | 1: 32.9745; 2: 2.9304; 3: 35.9049; 4: 0; 5: 8.5638; 6: 0; 7: 0; 8: 0; 11: 32.9745; 12: 32974.5252
|  |  | 3 | 0 | 32.563 | 1: 32.563; 2: 2.988; 3: 35.551; 4: 0; 5: 8.4794; 6: 0; 7: 0; 8: 0; 11: 32.563; 12: 32562.9968
|  |  | 4 | 0 | 32.1242 | 1: 32.1242; 2: 3.0428; 3: 35.167; 4: 0; 5: 8.3878; 6: 0; 7: 0; 8: 0; 11: 32.1242; 12: 32124.1554
|  |  | 5 | 0 | 31.6542 | 1: 31.6542; 2: 3.094; 3: 34.7482; 4: 0; 5: 8.2879; 6: 0; 7: 0; 8: 0; 11: 31.6542; 12: 31654.1559
|  |  | 6 | 0 | 31.1486 | 1: 31.1486; 2: 3.1408; 3: 34.2894; 4: 0; 5: 8.1785; 6: 0; 7: 0; 8: 0; 11: 31.1486; 12: 31148.5873
|  |  | 7 | 0 | 30.6024 | 1: 30.6024; 2: 3.1821; 3: 33.7844; 4: 0; 5: 8.0581; 6: 0; 7: 0; 8: 0; 11: 30.6024; 12: 30602.3876
|  |  | 8 | 0 | 30.0097 | 1: 30.0097; 2: 3.2166; 3: 33.2264; 4: 0; 5: 7.9249; 6: 0; 7: 0; 8: 0; 11: 30.0097; 12: 30009.7471
|  |  | 9 | 0 | 29.364 | 1: 29.364; 2: 3.2431; 3: 32.6071; 4: 0; 5: 7.7772; 6: 0; 7: 0; 8: 0; 11: 29.364; 12: 29363.9962
|  |  | 10 | 0 | 28.6575 | 1: 28.6575; 2: 3.2598; 3: 31.9173; 4: 0; 5: 7.6127; 6: 0; 7: 0; 8: 0; 11: 28.6575; 12: 28657.4767
|  |  | 11 | 0 | 27.8814 | 1: 27.8814; 2: 3.265; 3: 31.1464; 4: 0; 5: 7.4288; 6: 0; 7: 0; 8: 0; 11: 27.8814; 12: 27881.3943
|  |  | 12 | 0 | 27.0256 | 1: 27.0256; 2: 3.2564; 3: 30.282; 4: 0; 5: 7.2227; 6: 0; 7: 0; 8: 0; 11: 27.0256; 12: 27025.6478
|  |  | 13 | 0 | 26.0786 | 1: 26.0786; 2: 3.2316; 3: 29.3102; 4: 0; 5: 6.9909; 6: 0; 7: 0; 8: 0; 11: 26.0786; 12: 26078.6343
|  |  | 14 | 0 | 25.027 | 1: 25.027; 2: 3.1876; 3: 28.2147; 4: 0; 5: 6.7296; 6: 0; 7: 0; 8: 0; 11: 25.027; 12: 25027.0234
|  |  | 15 | 0 | 23.8555 | 1: 23.8555; 2: 3.1213; 3: 26.9768; 4: 0; 5: 6.4343; 6: 0; 7: 0; 8: 0; 11: 23.8555; 12: 23855.4994
|  |  | 16 | 0 | 22.5465 | 1: 22.5465; 2: 3.0286; 3: 25.575; 4: 0; 5: 6.1; 6: 0; 7: 0; 8: 0; 11: 22.5465; 12: 22546.4631
|  |  | 17 | 0 | 21.0797 | 1: 21.0797; 2: 2.9052; 3: 23.9849; 4: 0; 5: 5.7207; 6: 0; 7: 0; 8: 0; 11: 21.0797; 12: 21079.6905
|  |  | 18 | 0 | 19.4319 | 1: 19.4319; 2: 2.7459; 3: 22.1779; 4: 0; 5: 5.2897; 6: 0; 7: 0; 8: 0; 11: 19.4319; 12: 19431.9384
|  |  | 19 | 0 | 17.5765 | 1: 17.5765; 2: 2.5449; 3: 20.1214; 4: 0; 5: 4.7992; 6: 0; 7: 0; 8: 0; 11: 17.5765; 12: 17576.4933
|  |  | 20 | 0 | 15.4827 | 1: 15.4827; 2: 2.2954; 3: 17.7781; 4: 0; 5: 4.2403; 6: 0; 7: 0; 8: 0; 11: 15.4827; 12: 15482.6501
|  |  | 21 | 0 | 13.1151 | 1: 13.1151; 2: 1.9895; 3: 15.1046; 4: 0; 5: 3.6027; 6: 0; 7: 0; 8: 0; 11: 13.1151; 12: 13115.1147
|  |  | 22 | 0 | 10.4333 | 1: 10.4333; 2: 1.6182; 3: 12.0515; 4: 0; 5: 2.8745; 6: 0; 7: 0; 8: 0; 11: 10.4333; 12: 10433.3154
|  |  | 23 | 0 | 7.3906 | 1: 7.3906; 2: 1.1712; 3: 8.5618; 4: 0; 5: 2.0421; 6: 0; 7: 0; 8: 0; 11: 7.3906; 12: 7390.6125
|  |  | 24 | 0 | 3.9334 | 1: 3.9334; 2: 0.63635; 3: 4.5697; 4: 0; 5: 1.0899; 6: 0; 7: 0; 8: 0; 11: 3.9334; 12: 3933.3881
|  |  | Check for year 7 | 33.7286 |  | 11.5046 | 2.8092 | 23.837 |  | 3.0293 | 0 | 0.39489 | WG | 0 | 0 | 0 | 0 | 0 | 0 | 0 | 0 | 0 | 0 | 0 | 0 | 0 | 0 | 0 | 0 | 0 | 0 | 0 | 0 | 0 | 0 | 0 | 0 | 0
[12 empty] | 0.39489 | SG | 0 | 0 | 0 | 0 | 0 | 0 | 0 | 1.3418 | 1.3365 | 1.3311 | 1.3258 | 1.3205 | 1.3152 | 1.3099 | 1.3047 | 1.2995 | 1.2943 | 1.2891 | 1.2839 | 1.2788 | 1.2737 | 1.2686 | 1.2635 | 1.2585 | 1.2534
[13 empty] | TP | 0 | 0 | 0 | 0 | 0 | 0 | 30.6024

## With Buyback (hidden)
Year (end of year) | loan o/s | Gross Purchase Value (Rs Lacs) | % of Original Cost | Equity IRR upon Buyback
6 | 79.0067 | 232.6792 | 67% | 13.21%
7 | 54.697 | 218.7879 | 63% | 14.58%
8 | 30.3872 | 201.4238 | 58% | 15.36%
9 | 6.0774 | 180.5868 | 52% | 14.58%
10 | 1.803e-13 | 166.6956 | 48% | 13.22%
Tax on Buyback (LTCG) |  | 20%
Surcharge |  | 12%
Education Cess |  | 3%
Applicable Tax Rate |  | 23.07%
Investor FCFE on Buyback | time axis 2025-07-01 to 2035-09-30
Investor IRR | Year | Cash Flow | 1 | 1 | 1 | 1 | 1 | 1 | 1 | 1 | 1 | 2 | 2 | 2 | 2 | 2 | 2 | 2 | 2 | 2 | 2 | 2 | 2 | 3 | 3 | 3 | 3 | 3 | 3 | 3 | 3 | 3 | 3 | 3 | 3 | 4 | 4 | 4 | 4 | 4 | 4 | 4 | 4 | 4 | 4 | 4 | 4 | 5 | 5 | 5 | 5 | 5 | 5 | 5 | 5 | 5 | 5 | 5 | 5 | 6 | 6 | 6 | 6 | 6 | 6 | 6 | 6 | 6 | 6 | 6 | 6 | 7 | 7 | 7 | 7 | 7 | 7 | 7 | 7 | 7 | 7 | 7 | 7 | 8 | 8 | 8 | 8 | 8 | 8 | 8 | 8 | 8 | 8 | 8 | 8 | 9 | 9 | 9 | 9 | 9 | 9 | 9 | 9 | 9 | 9 | 9 | 9 | 10 | 10 | 10 | 10 | 10 | 10 | 10 | 10 | 10 | 10 | 10 | 10 | 11 | 11 | 11 | 11 | 11 | 11
13.21% | 6 |  | -106.5301 | 2.5595 | -3.518 | 2.6063 | 2.6063 | -3.4711 | 2.6532 | 2.6532 | -3.4243 | 2.6921 | 2.6921 | -3.3853 | 2.739 | 2.7182 | -3.3592 | 2.7651 | 2.7651 | -3.3124 | 2.8119 | 2.8119 | -3.2655 | 2.8923 | 2.8923 | -3.1851 | 2.9379 | 2.9172 | -3.1603 | 2.9628 | 2.9628 | -3.1147 | 3.0084 | 3.0084 | -3.0691 | 3.0454 | 3.0454 | -3.032 | 3.091 | 3.0703 | -3.0072 | 3.1159 | 3.1159 | -2.9616 | 3.1614 | 3.1614 | -2.916 | 3.1982 | 3.1982 | -2.8793 | 3.2437 | 3.2231 | -2.8544 | 3.2686 | 3.2686 | -2.8088 | 3.3142 | 3.3142 | -2.7632 | 3.3506 | 3.3506 | -2.7269 | 3.3962 | 3.3755 | -2.7019 | 3.4211 | 3.4211 | -2.6563 | 3.4667 | 3.4667 | -2.6108 | 3.5027 | 3.5027 | -2.5748 | 3.5483 | 124.2985
14.58% | 7 |  | -106.5301 | 2.5595 | -3.518 | 2.6063 | 2.6063 | -3.4711 | 2.6532 | 2.6532 | -3.4243 | 2.6921 | 2.6921 | -3.3853 | 2.739 | 2.7182 | -3.3592 | 2.7651 | 2.7651 | -3.3124 | 2.8119 | 2.8119 | -3.2655 | 2.8923 | 2.8923 | -3.1851 | 2.9379 | 2.9172 | -3.1603 | 2.9628 | 2.9628 | -3.1147 | 3.0084 | 3.0084 | -3.0691 | 3.0454 | 3.0454 | -3.032 | 3.091 | 3.0703 | -3.0072 | 3.1159 | 3.1159 | -2.9616 | 3.1614 | 3.1614 | -2.916 | 3.1982 | 3.1982 | -2.8793 | 3.2437 | 3.2231 | -2.8544 | 3.2686 | 3.2686 | -2.8088 | 3.3142 | 3.3142 | -2.7632 | 3.3506 | 3.3506 | -2.7269 | 3.3962 | 3.3755 | -2.7019 | 3.4211 | 3.4211 | -2.6563 | 3.4667 | 3.4667 | -2.6108 | 3.5027 | 3.5027 | -2.5748 | 3.5483 | 3.5277 | -2.5498 | 3.5732 | 3.5732 | -2.5042 | 3.6188 | 3.6188 | -2.4586 | 3.6545 | 3.6545 | -2.423 | 3.7 | 137.922
15.36% | 8 |  | -106.5301 | 2.5595 | -3.518 | 2.6063 | 2.6063 | -3.4711 | 2.6532 | 2.6532 | -3.4243 | 2.6921 | 2.6921 | -3.3853 | 2.739 | 2.7182 | -3.3592 | 2.7651 | 2.7651 | -3.3124 | 2.8119 | 2.8119 | -3.2655 | 2.8923 | 2.8923 | -3.1851 | 2.9379 | 2.9172 | -3.1603 | 2.9628 | 2.9628 | -3.1147 | 3.0084 | 3.0084 | -3.0691 | 3.0454 | 3.0454 | -3.032 | 3.091 | 3.0703 | -3.0072 | 3.1159 | 3.1159 | -2.9616 | 3.1614 | 3.1614 | -2.916 | 3.1982 | 3.1982 | -2.8793 | 3.2437 | 3.2231 | -2.8544 | 3.2686 | 3.2686 | -2.8088 | 3.3142 | 3.3142 | -2.7632 | 3.3506 | 3.3506 | -2.7269 | 3.3962 | 3.3755 | -2.7019 | 3.4211 | 3.4211 | -2.6563 | 3.4667 | 3.4667 | -2.6108 | 3.5027 | 3.5027 | -2.5748 | 3.5483 | 3.5277 | -2.5498 | 3.5732 | 3.5732 | -2.5042 | 3.6188 | 3.6188 | -2.4586 | 3.6545 | 3.6545 | -2.423 | 3.7 | 3.6794 | -2.398 | 3.725 | 3.725 | -2.3524 | 3.7706 | 3.7706 | -2.3068 | 3.8059 | 3.8059 | -2.2716 | 3.8514 | 148.8739
14.58% | 9 |  | -106.5301 | 2.5595 | -3.518 | 2.6063 | 2.6063 | -3.4711 | 2.6532 | 2.6532 | -3.4243 | 2.6921 | 2.6921 | -3.3853 | 2.739 | 2.7182 | -3.3592 | 2.7651 | 2.7651 | -3.3124 | 2.8119 | 2.8119 | -3.2655 | 2.8923 | 2.8923 | -3.1851 | 2.9379 | 2.9172 | -3.1603 | 2.9628 | 2.9628 | -3.1147 | 3.0084 | 3.0084 | -3.0691 | 3.0454 | 3.0454 | -3.032 | 3.091 | 3.0703 | -3.0072 | 3.1159 | 3.1159 | -2.9616 | 3.1614 | 3.1614 | -2.916 | 3.1982 | 3.1982 | -2.8793 | 3.2437 | 3.2231 | -2.8544 | 3.2686 | 3.2686 | -2.8088 | 3.3142 | 3.3142 | -2.7632 | 3.3506 | 3.3506 | -2.7269 | 3.3962 | 3.3755 | -2.7019 | 3.4211 | 3.4211 | -2.6563 | 3.4667 | 3.4667 | -2.6108 | 3.5027 | 3.5027 | -2.5748 | 3.5483 | 3.5277 | -2.5498 | 3.5732 | 3.5732 | -2.5042 | 3.6188 | 3.6188 | -2.4586 | 3.6545 | 3.6545 | -2.423 | 3.7 | 3.6794 | -2.398 | 3.725 | 3.725 | -2.3524 | 3.7706 | 3.7706 | -2.3068 | 3.8059 | 3.8059 | -2.2716 | 3.8514 | 3.8309 | -2.2466 | 3.8765 | 3.8765 | -2.201 | 3.922 | 3.922 | -9.554 | 3.9569 | 3.9569 | -2.1205 | 4.0025 | 138.9218
13.22% | 10 |  | -106.5301 | 2.5595 | -3.518 | 2.6063 | 2.6063 | -3.4711 | 2.6532 | 2.6532 | -3.4243 | 2.6921 | 2.6921 | -3.3853 | 2.739 | 2.7182 | -3.3592 | 2.7651 | 2.7651 | -3.3124 | 2.8119 | 2.8119 | -3.2655 | 2.8923 | 2.8923 | -3.1851 | 2.9379 | 2.9172 | -3.1603 | 2.9628 | 2.9628 | -3.1147 | 3.0084 | 3.0084 | -3.0691 | 3.0454 | 3.0454 | -3.032 | 3.091 | 3.0703 | -3.0072 | 3.1159 | 3.1159 | -2.9616 | 3.1614 | 3.1614 | -2.916 | 3.1982 | 3.1982 | -2.8793 | 3.2437 | 3.2231 | -2.8544 | 3.2686 | 3.2686 | -2.8088 | 3.3142 | 3.3142 | -2.7632 | 3.3506 | 3.3506 | -2.7269 | 3.3962 | 3.3755 | -2.7019 | 3.4211 | 3.4211 | -2.6563 | 3.4667 | 3.4667 | -2.6108 | 3.5027 | 3.5027 | -2.5748 | 3.5483 | 3.5277 | -2.5498 | 3.5732 | 3.5732 | -2.5042 | 3.6188 | 3.6188 | -2.4586 | 3.6545 | 3.6545 | -2.423 | 3.7 | 3.6794 | -2.398 | 3.725 | 3.725 | -2.3524 | 3.7706 | 3.7706 | -2.3068 | 3.8059 | 3.8059 | -2.2716 | 3.8514 | 3.8309 | -2.2466 | 3.8765 | 3.8765 | -2.201 | 3.922 | 3.922 | -9.554 | 3.9569 | 3.9569 | -2.1205 | 4.0025 | 3.9819 | -2.0955 | 4.0275 | 4.0275 | -2.0499 | 4.0731 | 4.0731 | -9.8658 | 4.1075 | 4.1075 | -1.9699 | -13.9302 | 128.2356